## Sheet1
Cross refrence information is believed to be correct, but no guarantee is made as to accuracy or suitabiity for any specific application. User should confirm for suitability, accuracy, and sizing for any specific application.
GREAVES |  | NSi | BURNDY | BLACKBURN | PENN-UNION | T&B, ABB | ILSCO | PANDUIT | HUSKIE | OZ GEDNEY | ANDERSON
SPLIT BOLTS - Bronze/Copper
A2 |  | N8 | KS15 | 8H | S8 | 3T | IK-8
A3 |  | N6 | KS17 | 6H | S6 | 4T | IK-6
A5 |  | N4 | KS20 | 4H | S4 | 5T | IK-4
A8 |  | N2 | KS23 | 1H | S2 | 7T | IK-2
A10 |  | N1/0 | KS25 | 10H | S1/0 | 8T | IK-1/0
A11 |  | N2/0 | KS26 | 20H | S2/0 | 9T | IK-2/0
A12 |  | N3/0 | KS27 | 30H | S3/0 | -- | IK-3/0
A14 |  | N250 | KS29 | 40H | S4/0 | 10T | IK-250
A15 |  | N350 | KS31 | 350M | S350 | 11T | IK-350
A16 |  | N500 | KS34 | 500M | S500 | 12T | IK-500
A17 |  | N750 | KS39 | 750M | S750 | 13T | IK-750
A18 |  | N1000 | KS44 | 1000M | S1000 | 14T | IK-1000
A2-L |  | N8L | -- | 8H3 | SEL-8 | -- | IK3-8
A4 |  | N6L | KS17-3 | 6H3 | SEL-6 | -- | IK3-6
A6 |  | N4L | KS20-3 | 4H3 | SEL-4 | -- | IK3-4
A9 |  | N2L | KS23-3 | 1H3 | SEL-2 | -- | IK3-2
Split Bolts – Dual-rated - Plated Bronze w/Spacer
A3SP |  | N6SP, APS06 | KSU17 | 6HPS, 6HPW | SW3 | -- | SK-6
A5SP |  | N4SP, APS04 | KSU20 | 4HPS, 4HPW | SW4 | -- | SK-4
A8SP |  | N2SP, APS02 | KSU23 | 1HPS, 1HPW | SW6 | -- | SK-2
A10SP |  | N1/0SP, APS511 | KSU25 | 10HPS, 10 HPW | SW7 | -- | SK-1/0
A11SP |  | N2/0SP, APS21 | KSU26 | 20HPS, 20 HPW | SW8 | -- | SK-2/0
A12SP |  | N3/0SP | KSU27 | -- | SW9A | -- | SK-3/0
A14SP |  | N250SP, APS41 | KSU29 | 40HPS, 40 HPW | SW10 | -- | SK-250
A15SP |  | N350SP, APS350 | KSU31 | 350HPS | SW11 | -- | SK-350
A16SP |  | N500SP, APS500 | KSU34 | 500HPS | SW12 | -- | SK-500
A17SP |  | N750SP | -- | 750HPS | SW13 | -- | SK-750
A18SP |  | N1000SP | -- | 1000HPS | SW14 | -- | SK-1000
TWO-BOLT TAP CONNCECTORS - Bronze
Two-Bolt Taps
A104 |  | TC1/0 | -- | 2B10 | VT-0 | -- | --
A105 |  | TC2/0 | KVS26 | 2B20 | VT-1 | -- | --
A106 |  | TC4/0 | KVS28 | 2B40 | VT-2 | -- | IKB-4/0
A107 |  | TC350 | KVS31 | 2B350 | VT-3 | -- | IKB-350
A108 |  | TC500 | KVS34 | 2B500 | VT-4 | -- | IKB-500
A109 |  | TC800 | KVS40 | 2B800 | VT-5 | -- | IKB-800
A110 |  | TC1000 | KVS44 | 2B1000 | VT-6 | -- | IKB-1000
Two-Bolt Taps – Plated w/Spacer – Dual-rated
A504 |  | TCP1/0 | -- | 2B10PW | VTA-0 | -- | --
A505 |  | TCP2/0 | KVSU26 | 2B20PW | VTA-1 | -- | --
A506 |  | TCP4/0 | KVSU28 | 2B40PW | VTA-2 | -- | IKS-4/0
A507 |  | TCP350 | KVSU31 | 2B350PW | VTA-3 | -- | IKS-350
A508 |  | TCP500 | KVSU34 | 2B500PW | VTA-4 | -- | IKS-500
A509 |  | TCP800 | KVSU40 | 2B800PW | VTA-5 | -- | IKS-800
A510 |  | TCP1000 | KVSU44 | 2B1000PW | VTA-6 | -- | IKS-1000
TANG & COLLAR LUGS – Copper
Offset Tang - One-wire Lugs
D703 |  | DE-703 | KLU-25 | BTC 1014 | SLU-25 | -- | SLU-25
D704 |  | DE-704 | KLU-35 | BTC 0614 | SLU-35 | 35301 | SLU-35
D711 |  | DE-711 | -- | -- | SAU-70 | -- | SAU-70
D705 |  | DE-705 | KLU-70 | BTC 0208 | SLU-70 | 35401 | SLE-70
D706 |  | DE-706 | KLU-125 | BTC 1102 | SLU-125 | 35501 | SLU-125
D713 |  | DE-713 | KLU-175 | BTC 3104 | SLU-175 | 35601 | SLU-175
D707 |  | D-707 | KLU-225 | BTC 4102 | SLU-225 | -- | SLU-225
D710 |  | D-710 | KLU-300 | BTC 3511 | SLU-300 | -- | SLU-300
D708 |  | D-708 | KLU-400 | BTC 5011 | SLU-400 | -- | SLU-400
D709 |  | D-709 | -- | BTC 9960 | SLU-650 | -- | SLU-650
Offset Tang – Two-wire Lugs
D899 |  | D899 | -- | -- | LU-2 | -- | LU-2
D900 |  | D900 | -- | -- | LU-4 | -- | LU-4
D901 |  | D901 | -- | -- | LU-6 | -- | LU-6
Straight Fixed-Tang Lugs
DX-6 |  | 6TC-1 | QA4C-B | -- | -- | -- | XT-6
DX-4 |  | 4TC-1 | -- | -- | -- | -- | XT-4
BULLDOG™ TERMINAL LUGS – Bronze/Copper
Single Barrel 1-Hole
D800 |  | TL8 | KA8C | L35 | PNL-8 | 71003 | CP-8
D801 |  | TL4 | KA4C | L70 | PNL-4 | 71005 | CP-4
D802 |  | TL1/0 | KA25 | L125 | PNL-1/0 | 31007* | CP-0
D804 |  | TL250 | KA28 | L250 | PNL-250 | 71015 | CP-250
D805 |  | TL500 | KA34 | L400 | PNL-500 | 71020 | CP-500
D806 |  | TL1000 | QA44B | L650 | PNL-1000 | 31019* | CP-1000
1-Wire 2-Hole
D812 |  | TL1/0-L2 | KA25-2TC38 | L1252 | PNL1/0-2 | -- | --
D814 |  | TL250-L2 | QA31-2B | L2502 | PNL250-2 | 32011* | --
D815 |  |  | QA34-2B | L4002 | PNL500-2 | 32015* | --
D815N |  | TL500-L2 | QA34-2N | L4002 | PNL500-2N | 32215* | HL50-2N
D816N |  | TL1000-L2 | QA44-2N | -- | PNL1000-2N | 32219* | HL75-2N
2-Wire - 2-Hole/4-Hole NEMA
D824N |  | TL250-2L2 | Q2A28-2N | TL250 | P2NL250-2N | 32011BD* | H2L-21-2N
D825N |  | TL500-2L2 | Q2A34-2N | TL400 | P2NL500-2N | 32015BD* | H2L-50-2N
D825N4 |  | TL500-2L4 | Q2A34-4N | TL4004 | P2NL500-4N | -- | --
D826N4 |  | TL1000-2L4 | Q2A44-4N | TL650 | P2NL1000-4N | 32019BD* | H2L-75-2N
3-Wire - 2-Hole/4-Hole NEMA
D834N |  | TL250-3L2 | Q3A28-2N | -- | VL3-21774* | 32011TB* | H2L-21-2N
D835N |  | TL500-3L2 | Q3A34-2N | -- | VL3-21785* | 32013TB* | H3L-50-2N
D835N4 |  | TL500-3L4 | Q3A34-4N | -- | VL3-21919* | 32015TB* | --
D836N4 |  | TL1000-3L4 | Q3A44-4N | -- | VL3-21925* | 32017TB* | --
N=2-Hole NEMA |  | L2=2-Hole NEMA | *W/Saddle(pressure pad)
N4=4-Hole NEMA |  | L4-4-Hole NEMA
SOLDERING LUGS
Cat.No. | Stud Size
CL810 (previously D2) | #10 | S-1 | -- | -- | SL-25 | -- | 25 *
CL814 | 1/4 | S-2 | -- | -- | SL-35 | -- | 35 *
CL610 (previously D3) | #10 | S-3 | -- | -- | SL-50 | -- | 50 *
CL614 (previously D13) | 1/4
CL614-TP | 1/4
CL638 | 3/8
CL638-TP | 3/8
CL612 | 1/2
CL612-TP | 1/2
CL414 (previously D4) | 1/4 | S-4 | -- | -- | SL-70 | -- | 75 *
CL414-TP (previously D4-P) | 1/4
CL438 (previuosly D24) | 3/8
CL438-TP (previuosly D24-P) | 3/8
CL412 | 1/2
CL412-TP | 1/2
CL214 (previously D5) | 1/4 | S-5 | -- | -- | SL-90 | -- | 90 *
CL214-TP (previously D5-P) | 1/4
CL256 (previously D15) | 5/16
CL256-TP (previously D15-P) | 5/16
CL238 (previously D25) | 3/8
CL238-TP (previously D25-P) | 3/8
CL212 | 1/2
CL212-TP | 1/2
CL138 (peviously D255) | 3/8
CL138-TP (peviously D255-P) | 3/8
CL112 | 1/2
CL112-TP | 1/2
CL1014 (previously D6) | 1/4 | S-6 | -- | -- | SL-125 | -- | 125 *
CL1014-TP (previously D6-P) | 1/4
CL1038 (previously D26) | 3/8
CL1038-TP (previously D26-P) | 3/8
CL1012 (previously D16) | 1/2 |  | -- | -- | -- | -- | --
CL1012-TP (previously D16-P) | 1/2
CL2038 (previously D7) | 3/8 | S-7 | -- | -- | SL-150 | -- | 150 *
CL2038-TP (previously D7-P) | 3/8
CL2012 (previously D17) | 1/2 |  | -- | -- | -- | -- | --
CL2012-TP (previously D17-P) | 1/2
CL3038 (previously D8) | 3/8 | S-8 | -- | -- | SL-175 | -- | 175 *
CL3038-TP (previously D8-P) | 3/8
CL3012 (previously D18) | 1/2 |  | -- | -- | -- | -- | --
CL3012-TP (previously D18-P) | 1/2
CL4038 (previously D9) | 3/8 | S-9 | -- | -- | SL-225 | -- | 225 *
CL4038-TP (previously D9-P) | 3/8
CL4012 (previously D19) | 1/2 |  | -- | -- | -- | -- | --
CL4012-TP (previously D19-P) | 1/2
*Amp Rating
RING TERMINALS
Non-Insulated
R18-6 |  | R22-6 | T18-6 |  | R1A6S | A18-6 | 44101-B20 | P18-6R-C
R18-8 |  | R22-8 | T18-8 |  | R1A8 | A18-8 | 44102-B20 | P18-8R-C
R18-10 |  | R22-10 | T18-10 |  | R1A10 | A18-10 | 44103-B20 | P18-10R-C
R18-14 |  | R22-14 | T18-14 |  | R1A14S | A18-14 | 44104-B20 | P18-14R-C
R14-6 |  | R16-6 | T14-6 |  | R1B6S | B14-6 | 44111-B20 | P14-6R-C
R14-8 |  | R16-8 | T14-8 |  | R1B8 | B14-8 | 44112-B20 | P14-8R-C
R14-10 |  | R16-10 | T14-10 |  | R1B10 | B14-10 | 44113-B20 | P14-10R-C
R14-14 |  | R16-14 | T14-14 |  | R1B14S | B14-14 | 44114-B20 | P14-14R-C
R14-56 |  | R16-56 | T14-516 |  | R1B56 | B14-56 |  | P14-56R-C
R10-6 |  | R12-6 | T10-6 |  | R1C6 | C10-6 | 44120-B20 | P10-6R-C
R10-8 |  | R12-8 | T10-8 |  | R1C8 | C10-8 | 44121-B20 | P10-8R-C
R10-10 |  | R12-10 | T10-10 |  | R1C10 | C10-10 | 44122-B20 | P10-10R-C
R10-14 |  | R12-14 | T10-14 |  | R1C14S | C10-14 | 44123-B20 | P10-14R-C
R10-56 |  | R12-56 | T10-516 |  | R1C56 | C10-56 | 44124-B20 | P10-56R-C
R10-38 |  | R12-38 | T10-38 |  | R1C38 | C10-38 | 44125-B20 | P10-38R-C
R10-48 |  | R12-50 | T10-48 |  | R1C48 | C10-48 | 44127-B20 | P10-48R-C
R8-14 | [6 empty] | 44131-B10
R8-38
R6-14 | [6 empty] | 44141-B10
R6-38 | [6 empty] | 44143-B10
R6-48
Vinyl Insulated
R18-4V
R18-6V |  | R22-6V | TP16-6 |  | R4A6S | 18RA-6 |  | PV18-6R-C
R18-8V |  | R22-8V | TP16-8 |  | R4A8 | 18RA-8 |  | PV18-8R-C
R18-10V |  | R22-10V | TP16-10 |  | R4A10 | 18RA-10 |  | PV18-10R-C
R18-14V |  | R22-14V | TP16-14 |  | R4A14S | 18RA-14 |  | PV18-14R-C
R14-6V |  | R16-6V | TP14-6 |  | R4B6S | 14RB-6 |  | PV14-6R-C
R14-8V |  | R16-8V | TP14-8 |  | R4B8 | 14RB-8 |  | PV14-8R-C
R14-10V |  | R16-10V | TP14-10 |  | R4B10 | 14RB-10 |  | PV14-10R-C
R14-14V |  | R16-14V | TP14-14 |  | R4B14S | 14RB-14 |  | PV14-14R-C
R14-56V |  | R16-56V | TP14-516 |  | R4B56 | 14RB-516 |  | PV14-56R-C
R14-38V
R10-6V |  | R12-6V | TP10-6 |  | R4C6 | 10RC-6 |  | PV10-6R-L
R10-8V |  | R12-8V | TP10-8 |  | R4C8 | 10RC-8 |  | PV10-8R-L
R10-10V |  | R12-10V | TP10-10 |  | R4C10 | 10RC-10 |  | PV10-10R-L
R10-14V |  | R12-14V | TP10-14 |  | R4C14S | 10RC-14 |  | PV10-14R-L
R10-56V |  | R12-56V | -- |  | R4C56 | 10RC-56 |  | PV10-56R-L
R10-38V |  | R12-38V | TP10-38 |  | R4C38 | 10RC-38 |  | PV10-38R-L
R8-10V
R8-14V
R8-38V
R6-10V
R6-14V
R6-56V
R6-38V
R6-48V
Nylon Insulated
R18-6N |  | R22-6N | TN18-6 |  | R6A6S | RA18-6 |  | PN18-6R-C
R18-8N |  | R22-8N | TN18-8 |  | R6A8 | RA18-8 |  | PN18-8R-C
R18-10N |  | R22-10N | TN18-10 |  | R6A10 | RA18-10 |  | PN18-10R-C
R18-14N |  | R22-14N | TN18-14 |  | R6A14S | RA18-14 |  | PN18-14R-C
R14-6N |  | R14-6N | TN14-6 |  | R6BS | RB14-6 |  | PN14-6R-C
R14-8N |  | R14-8N | TN14-8 |  | R6B8 | RB14-8 |  | PN14-8R-C
R14-10N |  | R14-10N | TN14-10 |  | R6B10 | RB14-10 |  | PN14-10R-C
R14-14N |  | R14-14N | TN14-14 |  | R6B14S | RB14-14 |  | PN14-14R-C
R14-56N |  | R14-56N | TN14-516 |  | R6B56 | RB14-56 |  | PN14-56R-C
R10-6N |  | R12-6N | TN10-6 |  | R6C6 | RC10-6 |  | PN10-6R-L
R10-8N |  | R12-8N | TN10-8 |  | R6C8 | RC10-8 |  | PN10-8R-L
R10-10N |  | R12-10N | TN10-10 |  | R6C10 | RC10-10 |  | PN10-10R-L
R10-14N |  | R12-14N | TN10-14 |  | R6C14S | RC10-14 |  | PN10-14R-L
R10-56N |  | R12-56N | TN10-516 |  | R6C56 | RC10-56 |  | PN10-56R-L
R10-38N |  | R12-38N | TN10-38 |  | R6C38 | RC10-38 |  | PN10-38R-L
R4-14N
R4-56N
R4-38N
R4-48N
FORK TERMINALS
Non-Insulated
S18-4 |  | S22-4 | -- |  | BS1A6S | -- |  | --
S18-6 |  | S22-6 | T18-6F |  | BS1A6 | A18-6F |  | P18-6F-C
S18-8 |  | S22-8 | T18-8F |  | BS1A8 | A18-8F |  | P18-8F-C
S18-10 |  | S22-10 | T18-10F |  | BS1A10 | A18-10F |  | P18-10F-C
S18-14 |  | S22-14 | T18-14F |  | BS1A14 | A18-14F |  | P18-14F-C
S14-6 |  | S16-6 | T14-6F |  | BS1B6 | B14-6F |  | P14-6F-C
S14-8 |  | S16-8 | T14-8F |  | BS1B8 | B14-8F |  | P14-8F-C
S14-10 |  | S16-10 | T14-10F |  | BS1B10 | B14-10F |  | P14-10F-C
S14-14 |  | S16-14 | T14-14F |  | BS1B14 | B14-14F |  | P14-14F-C
S10-6 |  | S12-6 | T10-6F |  | BS1C6 | C10-6F |  | P10-6F-L
S10-8 |  | S12-8 | T10-8F |  | BS1C8 | C10-8F |  | P10-8F-L
S10-10 |  | S12-10 | T10-10F |  | BS1C10 | C10-10F |  | P10-10F-L
S10-14 |  | S12-14 | T10-14F |  | BS1C14 | C10-14F |  | P10-14F-L
Vinyl Insulated
S18-4V |  | S22-4V | TP16-6F |  | BS4A6S | -- |  | --
S18-6V |  | S22-6V | TP16-6F |  | BS4A6 | 18RA-6F |  | PV18-6F-C
S18-8V |  | S22-8V | TP16-8F |  | BS4A8 | 18RA-8F |  | PV18-8F-C
S18-10V |  | S22-10V | TP16-10F |  | BS4A10 | 18RA-10F |  | PV18-10F-C
S18-14V |  | S22-14V | -- |  | BS4A14 | 18RA-14F |  | --
S14-4V
S14-6V |  | S16-6V | TP14-6F |  | BS4B6 | 14RB-6F |  | PV14-6F-C
S14-8V |  | S16-8V | TP14-8F |  | BS4B8 | 14RB-8F |  | PV14-8F-C
S14-10V |  | S16-10V | TP14-10F |  | BS4B10 | 14RB-10F |  | PV14-10F-C
S14-14V |  | S16-14V | -- |  | BS4B14 | 14RB-14F |  | --
S10-6V |  | S12-6V | TP10-6F |  | BS4C6 | 10RC-6F |  | PV10-6F-L
S10-8V |  | S12-8V | TP10-8F |  | BS4C8 | 10RC-8F |  | PV10-8F-L
S10-10V |  | S12-10V | TP10-10F |  | BS4C10 | 10RC-10F |  | PV10-10F-L
S10-14V |  | S12-14V | -- |  | BS4C14 | 10RC-14F |  | PV10-14F-L
Nylon Insulated
S18-4N |  | S22-4N | -- |  | BS6A6S | -- |  | PN18-6F-C
S18-6N |  | S22-6N | TN18-6F |  | BS6A6 | RA18-6F |  | PN18-8F-C
S18-8N |  | S22-8N | TN18-8F |  | BS6A8 | RA18-8F |  | PN18-8F-C
S18-10N |  | S22-10N | TN18-10F |  | BS6A10 | RA18-10F |  | PN18-10F-C
S18-14N |  | S22-14N | TN18-14F |  | BS6A14 | RA18-14F |  | PN18-14F-C
S14-6N |  | S16-6N | TN14-6F |  | BS6B6 | RB14-6F |  | PN14-6F-C
S14-8N |  | S16-8N | TN14-8F |  | BS6B8 | RB14-8F |  | PN14-8F-C-
S14-10N |  | S16-10N | TN14-10F |  | BS6B10 | RB14-10F |  | PN14-10F-C
S14-14N |  | S16-14N | TN14-14F |  | BS6B14 | RB14-14F |  | PN14-14F-C
S10-6N |  | S12-6N | TN10-6F |  | BS6C6 | RC10-6F |  | PN10-6F-L
S10-8N |  | S12-8N | TN10-8F |  | BS6C8 | RC10-8F |  | PN10-8F-L
S10-10N |  | S12-10N | TN10-10F |  | BS6C10 | RC10-10F |  | PN10-10F-L
S10-14N |  | S12-14N | TN10-14F |  | BS6C14 | RC10-14F |  | PN10-14F-L
BUTT SPLICES - Non-Insulated
B18 |  | B22 | YSV18 |  | B1A | 2A-18 |  | B18C
B14 |  | B16 | YSV14 |  | B1B | 2B-14 |  | B14C
B10 |  | B12 | YSV10 |  | B1C | 2C-10 |  | B10L
B10S (seamless)
B8
Butt Splices - Vinyl Insulated
B18V |  | B22V | SP16 |  | B4A | 2RA18X |  | BSV18X-C
B14V |  | B16V | SP14 |  | B4B | 2RB14X |  | BSV14X-C
B10V |  | B12V | SP10 |  | B4C | 2RC10X |  | BSV10X-L
B8V |  | B8V | -- |  | B4E | -- |  | --
Butt Splices - Nylon Insulated
B18N |  | B22N | SN18 |  | B8A | 2RA18 |  | BSN18-C
YSE18-HN
B14N |  | B16N | SN14 |  | B8B | 2RB14 |  | BSN14-C
YSE14-HN
B10N |  | B12N | SN10 |  | B8C | 2RC10 |  | BSN10-C
YSE10-HN
REDUCING BUTT SPLICES - Non-Insulated
B14R18
B10R14
B8R10
B6R8
REDICING BUTT SPLICES- Vinyl Insulated
B10R14V
B14R18V
B6R8V
B8R10V
PIGTAIL SPLICES – Closed-End – Nylon Insulated
C14N |  | C22N, C16N | -- |  | NPAB1 | -- |  | --
C10N |  | C12N | -- |  | NPAC1 | -- |  | --
SNAP PLUGS - Male - Non-Insulated
SP 14
SNAP PLUGS - Male - Vinyl Insulated
SP14V |  | PM16-157N | -- |  | SC4B | -- |  | DV14-145M-C
SNAP PLUGS - Female - Nylon Insulated
FSP 156N |  | PF16-157N | -- |  | FSC156F | -- |  | D14-145M
SPADE DISCONNECTS – Female
Spade Disconnects - Non-Insulated
F18-110 |  | F22-110-2 | Q18F11X02D |  | FR1A110 | -- |  | D18-111B-M
F18-187 |  | F22-187-2 | Q18F18X02D |  | FR1A187 | -- |  | D18-188B-M
F18-250 |  | F22-250-3 | Q18F25X03D |  | FR1A250 | A18-250A |  | D18-250B-M
F14-110 |  | F16-110-2 | Q14F11X02D |  | FR1B110 | -- |  | D14-111B-M
F14-187 |  | F16-187-2 | Q14F18X02D |  | FR1B187 | -- |  | D14-188B-M
F14-250 |  | F16-250-3 | Q14F25X03D |  | FR1B250 | B14-250A |  | D14-250B-M
F10-250 |  | F12-250-3 | Q14F25X03D |  | FR1E250 | C10-250A |  | --
Spade Disconnects - Vinyl Insulated
F18-110V |  | F22-110-2V | QP18F11X02D |  | FR4A110 | -- |  | --
F18-187V |  | F22-187-2V | QP18F18X02D |  | FR4A187 | -- |  | DV18-188-C
F18-250V |  | F22-250-3V | QP18F25X03D |  | FR4A250 | 18RA-250F |  | DV18-250-C
F14-110V |  | F16-110-2V | QP14F11X02D |  | FR4B110 | -- |  | --
F14-187V |  | F16-187-2V | QP14F18X02D |  | FR4B187 | -- |  | DV14-188-C
F14-250V |  | F16-250-3V | QP14F25X03D |  | FR4B250 | 14RB-250F |  | DV14-250-C
F10-250V |  | F12-250-3V | QP10F25X03D |  | FR4E250 | 10RC-250F |  | DV10-250-L
Spade Disconnects -Nylon Insulated
F18-110N |  | F22-110-2N | QN18F11X02D |  | FR6A110 | -- |  | DNF18-111-FIB-C
F18-187N |  | F22-187-2N | QN18F18X02D |  | FR6A187 | -- |  | DNF18-206-FIB-C
F18-250N |  | F22-250-3N | QN18F25X03D |  | FR6A250 | RA18-250F |  | DNF18-250-FIB-C
F14-110N |  | F16-110-2N | QN14F11X02D |  | FR6B110 | -- |  | --
F14-187N |  | F16-187-2N | QN14F18X02D |  | FR6B187 | -- |  | DNF14-206-FIB-C
F14-250N |  | F16-250-3N | QN14F25X03D |  | FR6B250 | RB14-250F |  | DNF14-250-FIB-C
F10-250N |  | F12-250-3N | QN10F25X03D |  | FR6E250 | RC10-250F |  | DNF10-250-FI-L
Spade Disconnects -Fully Nylon Insulated
F18-250FN |  | IF18-250-3N | YHSFQ18F25X03
F14-250FN |  | IF16-250-3N | YHSFQ14F25X03
F10-250FN |  |  | YHSFQ10F25X03
SPADE DISCONNECTS - Female - Flag - Fully Nylon Insulated
FL18-250FN |  |  | FLN1825X03D
FL14-250FN |  |  | FLN1425X03D
FLN1025X03D
SPADE DISCONNECTS – Male
Spade Disconnects -Non-Insulated
M18-250 |  | M22-250-3 | Q18M11X02D |  | MITA250 | A18-251T |  | D18-250MB-C
M14-187 |  | M16-187-2 | Q18M18X02D |  | MIT187 | -- |  | --
M14-250 |  | M16-250-3 | Q18M25X03D |  | MIT250 | B14-251T |  | D14-250MB-C
M10-250 |  | M12-250-3 | Q10M25X03D |  | MITE250 | C10-251T |  | D10-250M-L
Spade Disconnects -Vinyl Insulated
M18-250V |  | M22-250-3V | QP18M25X03D |  | M4TA250 | 18RA-250T |  | DV18-250MB-C
M14-187V |  | M16-187-2V | QP14M18X02D |  | M4T187 | -- |  | --
M14-250V |  | M16-250-3V | QP14M25X03D |  | M4T250 | 14RB-250T |  | DV14-250MB-C
M10-250V |  | M12-250-3V | QP10M25X03D |  | M4TE250 | 10RC-250T |  | DV10-250M-L
Spade Disconnects -Nylon Insulated Barrel
M18-250N |  | M22-250-3N | QN18M25X03D |  | M6TA250 | 18RA-251T |  | DNF18-250M-C
M14-187N |  | M16-187-2N | QN14M18X02D |  | M6T187 | -- |  | --
M14-250N |  | M16-250-3N | QN14M25X03D |  | M6T250 | 14RB-251T |  | DNF14-250M-C
M10-250N |  | M12-250-3N | QN10M25X03D |  | M6TE250 | 10RC-251T |  | DNF10-250-M-L
Spade Disconnects -Fully Nylon Insulated
M18-250FN |  | IM22-250-3N | FQN18M25X03D
M14-250FN |  | IM16-250-3N | FQN14M25X03D
M10-250FN |  | IM12-250-3N | FQN10M25X03D
HIGH TEMP CRIMP TERMINALS
Ring Terminals
R18-10HT
R14-6HT
R14-10HT
R14-14HT
R10-6HT
R10-8HT
R10-10HT
R10-14HT
R10-38HT
R8-10HT
R8-14HT
Fork Terminals
S14-6HT
S14-8HT
S10-10HT
Spade Disconnects - Female
F14-250HT
F10-250HT
Spade Disconnects -Male
M14-250HT
Butt Splices
B14HT
B10HT
COMPRESSION SPLICES – COPPER
Short Barrel
SC8 |  | SC-8 | YS8C-L | CSP8 | BCU-8 | 54504 | CT 8
SC6 |  | SC-6 | YS6C-L | CSP6 | BCU-6 | 54505 | CT 6
SC4 |  | SC-4 | YS4C-L | CSP4 | BCU-4 | 54506 | CT 4
SC2 |  | SC-2 | YS2C-L | CSP2 | BCU-2 | 54507 | CT 2
SC1 |  | SC-1 | YS1C-L | CSP1 | BCU-1 | 54508 | CT 1
SC10 |  | SC-1/0 | YS25-L | CSP10 | BCU-1/0 | 54509 | CT 1/0
SC20 |  | SC-2/0 | YS26-L | CSP20 | BCU-2/0 | 54510 | CT 2/0
SC30 |  | SC-3/0 | YS27-L | CSP30 | BCU-3/0 | 54511 | CT 3/0
SC40 |  | SC-4/0 | YS28-L | CSP40 | BCU-4/0 | 54512 | CT 4/0
SC250 |  | SC-250 | YS29-L | CSP250 | BCU-025 | 54513 | CT 250
SC300 |  | SC-300 | YS30-L | CSP300 | BCU-030 | 54514 | CT 300
SC350 |  | SC-350 | YS31-L | CSP350 | BCU-035 | 54515 | CT 350
SC400 |  | SC-400 | YS32-L | CSP400 | BCU-040 | 54516 | CT 400
SC500 |  | SC-500 | YS34-L | CSP500 | BCU-050 | 54518 | CT 500
SC600 |  | SC-600 | YS36-L | CSP600 | BCU-060 | 54520 | CT 600
SC750 |  | SC-750 | YS39-L | CSP750 | BCU-075 | 54523 | CT 750
SC1000 |  |  | YS44-L | CSP1000 | BCU-100 | 54528 | CT 1000
Long Barrel
C8
C6 |  | C-6 | YS6C | CU6 | BBCU-6 | 54805 | CTL-6
C4 |  | C-4 | YS4C | CU4 | BBCU-4 | 54806 | CTL-4
C2 |  | C-2 | YS2C | CU2 | BBCU-2 | 54807 | CTL-2
C1 |  | C-1 | YS1C | CU1 | BBCU-1 | 54808 | CTL-1
C10 |  | C-1/0 | YS25 | CU10 | BBCU-1/0 | 54809 | CTL-1/0
C20 |  | C-2/0 | YS26 | CU20 | BBCU-2/0 | 54810 | CTL-2/0
C30 |  | C-3/0 | YS27 | CU30 | BBCU-3/0 | 54811 | CTL-3/0
C40 |  | C-4/0 | YS28 | CU40 | BBCU-4/0 | 54812 | CTL-4/0
C250 |  | C-250 | YS29 | CU250 | BBCU-025 | 54813 | CTL-250
C300 |  | C-300 | YS30 | CU300 | BBCU-030 | 54814 | CTL-300
C350 |  | C-350 | YS31 | CU350 | BBCU-035 | 54815 | CTL-350
C400 |  | C-400 | YS32 | CU400 | BBCU-040 | 54816 | CTL-400
C500 |  | C-500 | YS34 | CU500 | BBCU-050 | 54818 | CTL-500
C600 |  | C-600 | YS36 | CU600 | BBCU-060 | 54820 | CTL-600
C750 |  | C-750 | YS39 | CU750 | BBCU-075 | 54823 | CTL-750
C1000 |  | C-1000 | YS44 | CU1000 | BBCU-100 | 54828 | CTL-1000
COMPRESSION LUGS – COPPER
Short Barrel One-hole
GL810 |  | GL810 | YA8CL | CTL810 | BLU8S14 | 54104 | CSWS-8-10
GL814 |  | GL814 | YA8CL1 | CTL814 | BLU8S15 | 54130 | CSWS-8-14
GL610 |  |  | YA6CL1 |  |  |  | CSWS-6-10
GL614 |  | GL614 | YA6CL | CTL614 | BLU6S1 | 54105 | CRB6, CSWS-6-14
GL656 |  | GL656 | YA6CL3 | CTL6516 | BLU6S2 | 54135 | CSWS-6-516
GL638 |  | GL638 | YA6CL4 | CTL638 | BLU6S8 | 54136 | CSWS-6-38
GL414 |  | GL414 | YA4CL | CTL414 | BLU4S1 | 54106 | CRB4, CSWS-4-14
GL456 |  | GL456 | YA4CL3 | CTL4516 | BLU4S10 | 54139 | CRA4516, CSWS-4-516
GL438 |  | GL438 | YA4CL4 | CTL438 | BLU4S2 | 54140 | CSWS-4-38
GL 338 | [6 empty] | CSWS-3-38
GL214 |  | GL214 | YA2CL2 | CTL214 | BLU2S | 54107 | CRA2, CSWS-2-14
GL256 |  | GL256 | YA2CL | CTL2516 | BLU2S1 | 54142 | CRB2, CSWS-2-516
GL238 |  | GL238 | YA2CL4 | CTL238 | BLU2S2 | 54143 | CRC2, CSWS-2-38
GL114 |  | GL114 | YA1CL2 | CTL114 | BLU1S9 | 54108 | CRA114, CSWS-1-14
GL156 |  | GL156 | YA1CL | CTL1516 | BLU1S | 54147 | CRA1, CSWS-1-516
GL138 |  | GL138 | YA1CL4 | CTL138 | BLU1S1 | 54148 | CRA138, CSWS-1-38
GL1056 |  | GL1056 | YA25L | CTL10516 | BLU1/0S | 54153 | CRA0, CSWS-1/0-516
GL1038 |  | GL1038 | YA25L4 | CTL1038 | BLU1/0S1 | 54109 | CRB0, CSWS-1/0-38
GL1048 |  | GL1048 | YA25L6 | CTL1012 | BLU1/0S20 | 54155 | CSWS-1/0-12
GL2056 |  |  | YA26L3 |  |  |  | CSWS-2/0-516
GL2038 |  | GL2038 | YA26L | CTL2038 | BLU2/0S | 54110 | CRA2/0, CSWS-2/0-38
GL2048 |  | GL2048 | YA26L6 | CTL2012 | BLU2/0S4 | 54160 | CSWS-2/0-12
GL3038 |  | GL3038 | YA27L4 | CTL3038 | BLU3/0S | 54111 | CRA3/0, CSWS-3/0-38
GL3048 |  | GL3048 | YA27L | CTL3012 | BLU3/0S1 | 54165 | CRB3/0, CSWS-3/0-12
GL4038 |  | GL4038 | YA28L4 | CTL4038 | BLU4/0S | 54112 | CRA4/0, CSWS-4/0-38
GL4048 |  | GL4048 | YA28L | CTL4012 | BLU4/0S1 | 54170 | CRB4/0, CSWS-4/0-12
GL25048 |  | GL25048 | YA29L | CTL25012 | BLU025S | 54113 | CRA250, CSWS-250-12
GL30048 |  | GL30048 | YA30L | CTL30012 | BLU030S | 54114 | CRA300, CSWS-300-12
GL35048 |  | GL35048 | YA31L | CTL35012 | BLU035S | 54115 | CRA350, CSWS-350-12
GL40048 |  | GL40048 | YA32L1 | CTL40012 | BLU040S4 | 54116 | CSWS-400-12
GL50048 |  | GL50048 | YA34L6 | CTL50012 | BLU050S2 | 54118 | CRA50012, CSWS-500-12
GL60058 |  | GL60058 | YA36L | CTL60058 | BLU060S | 54120 | CRA600, CSWS-600-58
GL75058 |  | GL75058 | YA39L | CTL75058 | BLU075S | 54123 | CRA750, CSWS-750-58
GL100058 |  | GL10058 | YA44L | CTL100058 | BLU100S | 54128 | CRA1000, CSWS-1000-58
Short Barrel – 2-Hole NEMA
GL20N |  | GL20N | YA26L2NT14 | CTL202 | BLU2/0D | 54260 | CSWD-2/0-12-134
GL30N |  | GL30N | YA27L2NT14 | CTL302 | BLU3/0D | 54265 | CSWD-3/0-12-134
GL40N |  | GL40N | YA28L2NT14 | CTL402 | BLU4/0D | 54270 | CSWD-4/0-12-134
GL250N |  | GL250N | YA29L2NT38 | CTL2502 | BLU025D | 54275 | CSWD-250-12-134
GL300N |  | GL300N |  | CTL3002 | BLU030D | 54280 | CSWD-300-12-134
GL350N |  | GL350N | YA31L2NT38 | CTL3502 | BLU035D | 54282 | CSWD-350-12-134
GL400N |  | GL400N |  | CTL4002 | BLU040D | -- | CSWD-400-12-134
GL500N |  | GL500N | YA34L2NT38 | CTL5002 | BLU050D | 54287 | CSWD-500-12-134
GL600N |  | GL600N | YA36L2NT38 | CTL600212 | BLU060D | 54289 | CSWD-600-12-134
GL750N |  | GL750N | YA39L2NT38 | CTL7502 | BLU075D | 54223 | CSWD-750-12-134
GL1000N |  | GL1000N | LA44L2NTC12E24 | CTL10002 | BLU100D | 54228 | CSWD-1000-12-134
Long Barrel – One-hole
L614 |  | L614 | YA6C | CTL6L14 | BBLU6S | 54905BE | CRB6L, CLNS-6-14
L656 | [6 empty] | CLNS-6-516
L638 | [6 empty] | CLNS-6-36
L414 |  | L414 | YA4C | CTL4L14 | BBLU4S | 54906BE | CRB4L, CLNS-4-14
L456 |  |  | -- | -- | -- | -- | CLNS-4-516
L438 |  |  | -- | -- | -- | -- | CLNS-4-38
L338 |  |  | YA3C-TC38 |  |  |  | CLNS-3-38
L 214 | [6 empty] | CLNS-2-14
L256 |  |  | YA2C | CTL2L516 | BBLU2S | 54942BE | CRB2L, CLNS-2-516
L238 |  | L238 | -- | -- | -- | -- | CLNS-2-38
L114 |  | L114 | -- | -- | -- | -- | CLNS-1-14
L156 |  | L156 | YA1C | CTL1L516 | BBLU1S | 54947BE | CRA1L, CLNS-1-515
L138 |  | L138 | -- | -- | -- | -- | CLNS-1-38
L1014 | [6 empty] | CLNS-1/0-14
L1056 |  | L1056 | YA25 | -- | -- | -- | CLNS-1/0-516
L1038 |  | L1038 | YA25TC38 | CTL10L38 | BBLU1/0S | 54909BE | CLNS-1/0-38
L1048 |  | L1048 | YA25N | -- | -- | -- | CLNS-1/0-12
L2038 |  | L2038 | YA26 | CTL20L38 | BBLU2/0S | 54910BE | CRA2/0L, CLNS-2/0-38
L2048 |  | L2048 | YA26N | -- | -- | -- | CLNS-2/0-12
L3038 |  | L3038 | -- | -- | -- | -- | CLNS-3/0-38
L3048 |  | L3048 | YA27 | CTL30L12 | BBLU3/0S | 54965BE | CRB3/0L, CLNS-3/0-12
L4038 |  | L4038 | YA28TC38 | -- | -- | -- | CLNS-4/0-38
L4048 |  | L4048 | YA28 | CTL40L12 | BBLU4/0S | 54970BE | CRB4/0L, CLNS-4/0-12
L25038 | [6 empty] | CLNS-250-38
L25048 |  | L25048 | YA29 | CTL250L12 | BBLU025S | 54913BE | CRA250L, CLNS-250-12
L30048 |  | L30048 | YA30 | CTL300L12 | BBLU030S | 54914BE | CRA300L, CLNS-300-12
L35048 |  | L35048 | YA31 | CTL350L12 | BBLU035S | 54915BE | CRA350L, CLNS-350-12
L40048 |  | L40048 | YA32N | CTL400L12 | BBLU040S | 54916BE | CRA400L, CLNS-400-12
L50048 |  | L50048 | YA34N | CTL500L12 | -- | 54918BE | CLNS-500-12
L50058 |  | L50048 | YA34 | CTL500L58 | BBLU050S | -- | CRA500L, CLNS-500-58
L60048 |  | L60048 | YA36N | CTL600L12 | -- | 59421BE | CLNS-600-12
L75048 |  | L75048 | YA39N | -- | -- | -- | CLNS-750-12
L75058 |  | L75058 | YA39 | CTL750L12 | BBLU075S | 54923BE | CRA750L, CLNS-750-58
L100058 |  | L100058 | YA44 | CTL1000L58 | BBLU100S | 54928BE | CRA1000L, CLNS-1000-58
L125058
L150058
L200058
Long Barrel – 2-Hole NEMA
L6N |  | L6N | YA6C2N | LCN6-12 | BBLU6DN | 54852BE | CLND-6-12-134
L4N |  | L4N | YA4C2N | LCN4-12 | BBLU4D1 | 54854BE | CRC-4L2, CLND-4-12-134
L2N |  | L2N | YA2C2N | LCN2-12 | BBLU2D6 | 54856BE | CRC-2L2, CLND-2-12-134
L1N |  | L1N | YA1C2N | LCN1-12 | BBLU1D2 | 54858BE | CRC-1L2, CLND-1-12-134
L10N |  | L10N | YA252N | LCN10 | -- | 54860BE | CRC-1/0L2, CLND-1/0-12-134
L20N |  | L20N | YA262N | LCN20 | BBLU2/0D | 54862BE | CRA-2/0L2, CLND-2/0-12-134
L30N |  | L30N | YA272N | LCN30 | BBLU3/0D | 54864BE | CRB-3/0L2, CLND-3/0-12-134
L40N |  | L40N | YA282N | LCN40 | BBLU4/0D | 54866BE | CRB-4/0L2, CLND-4/0-12-134
L250N |  | L250N | YA292N | LCN250 | BBLU025D | 54868BE | CRA-250L2, CLND-250-12-134
L300N |  | L300N | YA302N | LCN300 | BBLU030D | 54870BE | CRA-300L2, CLND-300-12-134
L350N |  | L350N | YA312N | LCN350 | BBLU035D | 54872BE | CRA-350L2, CLND-350-12-134
L400N |  | L400N | YA322N | LCN400 | BBLU040D | 54874BE | CRA-400L2, CLND-400-12-134
L500N |  | L500N | YA342N | LCN500 | BBLU050D | 54876BE | CRA-500L2, CLND-500-12-134
L600N |  | L600N | YA362N | LCN600 | BBLU060D | 54878BE | CRA-600L2, CLND-600-12-134
L750N |  | L750N | YA392N | LCN75 | BBLU075D | 54880BE | CRA-750L2, CLND-750-12-134
L1000N |  | L1000N | YA442N | LCN99 | BBLU100D | 54882BE | CRA-1000L2, CLND-1000-12-134
L 1250N
L 1500N
L 2000N
STACKING COPPER LUGS - LONG BARREL - 2-HOLE NEMA
SL20N
SL30N
SL40N
SL250N
SL300N
SL350N
SL400N
SL500N
SL600N
SL750N
Long-Barrel – 4-Hole NEMA
L40N
L250N
L350N
L500-4N |  |  | YAB344N
L750-4N |  |  | --
L1000-4N |  |  | YA444N
L1000-4N |  |  | YAB444N
L1250-4N |  |  | YA454N
L1500-4N |  |  | YA464N
L1600-4N |  |  | --
L2000-4N |  |  | YA484N
L2500-4N |  |  | YA4864N
COMPRESSION TEES – Copper
CCT6
CCT4 |  |  | YST4C4C
CCT2 |  |  | YST2C2C
CCT1
CCT10 |  |  | YST2525
CCT20 |  |  | YST2626
CCT30 |  |  | --
CCT40 |  |  | YST2828
CCT40-10 |  |  | YST2825
CCT40-2 |  |  | YST282C
CCT250 |  |  | YST2929
CCT350 |  |  | YST3131
CCT500 |  |  | YST3434
CCT500-40 |  |  | YST3428
CCT500-20 |  |  | --
CCT500-2 |  |  | --
CCT600
CCT750 |  |  | YST3939
COMPRESSION LUGS – Copper - Telecom
Long Barrel – 2-Hole
L8-TC10-1 | [6 empty] | CLWD-8-10-58
L8-TC14-1 |  |  | YA8C2TC14 |  |  |  | CLWD-8-14-58
L6-TC14-1 |  | L6N-141 | YA6C2TC14 |  | BBLU-6D-2TC14 |  | CRB-6L2, CLWD-6-14-58
L6-TC14-2 |  | L6N-142 | YA6C2TC14E2 |  | BBLU-6D-2TC14E2 |  | CLWD-6-14-34
L6-TC14-5 | [6 empty] | CLWD-6-14-1
L6-TC38-2 |  |  | YA6C2TC38E2 |  | BBLU-6D-2TC38E2 |  | CLWD-6-38-34
L6-TC38-5 |  | L6N-38 | YA6C2TC38 |  | BBLU-6D-2TC38 |  | CLWD-6-38-1
L6-TC38-25
L4-TC14-1 |  |  | YA4C2TC14 | LCN-14 | BBLU-4D | 54854BE | CRB-4L2, CLWD-4-14-58
L4-TC14-2 |  | L4N-142 | YA4C2TC14E2 |  | BBLU-4D-2TC14 |  | CLWD-4-14-34
L4-TC38-2 |  |  |  |  | BBLU-4D-2TC38E2 |  | CLWD-4-38-34
L4-TC38-5 |  |  | YA4C2TC38 |  | BBLU-4D-2TC38 |  | CLWD-4-38-1
L3-TC14-1 |  |  | YA3C2TC14 |  | BBLU-3D-2TC14 |  | CRA-3L2, CLWD-3-14-58
L3-TC38-5 |  |  | YA3C2TC38 |  | BBLU-3D-2TC38 |  | CLWD-3-38-1
L2-TC14-1 |  | L2N-141 | YA2C2TC14 |  | BBLU-2D-2TC14 |  | CLWD-2-14-58
L2-TC14-2 |  | L2N-142 | YA2C2TC14E2 |  | BBLU-2D-2TC14E2 |  | CLWD-2-14-34
L2-TC56-2 |  |  | YA2C2TC516E2 | LCN2-516 | BBLU-2D | 54856BE | CRB-2L2, CLWD-2-516-34
L2-TC38-2 |  |  | YA2C2TC38E2 |  | BBLU-2D-2TC38E2 |  | CLWD-2-38-34
L2-TC38-5 |  |  | YA2C2TC38 |  | BBLU-2D-2TC38 |  | CLWD-2-38-1
L2-TC38-8 |  |  | YA2C2NTC38 |  | BBLU-2D-2NTC38 |  | CLWD-2-38-134
L1-TC14-1 |  | L1N-141 | YA1C2TC14 |  | BBLU-1D-2TC14 |  | CLWD-1-14-58
L1-TC14-2 |  | L1N-142 | YA1C2TC14E2 |  | BBLU-1D-2TC14E2 |  | CLWD-1-14-34
L1-TC56-4 |  |  | -- | LCN-516 | BBLU-1D | 54858BE | CRA-1L2, CLWD-1-516-78
L1-TC38-2 |  |  | -- |  | BBLU-1D-2TC38E2 |  | CLWD-1-38-34
L1-TC38-5 |  | L1N-38 | YA1C2TC38 |  | BBLU-1D-2TC38 |  | CLWD-1-38-1
L10-TC14-1 |  | L10N-141 | YA252TC14 |  | BBLU-1/0D-2TC14 |  | CLWD-1/0-14-58
L10-TC14-2 |  | L10N-142 | YA252TC14E2 |  | BBLU-1/0D-2TC14E2 |  | CLWD-1/0-14-34
L10-TC56-4 |  |  | -- |  | BBLU-1/0D | 54860BE | CRA-1/0L2, CLWD-1/0-516-78
L10-TC38-5 |  | L10N-38 | YA252TC38 |  | BBLU-1/0D-2TC38 |  | CLWD-1/0-38-1
L20-TC14-1 |  |  | YA262TC14 |  | BBLU-2/0D-2TC14 |  | CLWD-2/0-14-58
L20-TC14-2 |  | L20N-142 | YA262TC14E2 |  | BBLU-2/0D-2TC14E2 |  | CLWD-2/0-14-34
L20-TC38-5 |  | L20N-38 | YA262TC38 |  | BBLU-2/0D-2TC38 |  | CLWD-2/0-38-1
L30-TC14-1 |  |  | -- |  | BBLU-3/0D-2TC14 |  | CLWD-3/0-14-58
L30-TC14-2 |  |  | YA272TC14E2 |  | BBLU-3/0D-2TC14E2 |  | CLWD-3/0-14-34
L30-TC38-5 |  | L30N-38 | YA272TC38 |  | BBLU-3/0D-2TC38 |  | CLWD-3/0-38-1
L40-TC14-2 |  |  | -- |  | BBLU-4/0D-2TC14E2 |  | CLWD-4/0-14-58
L40-TC38-5 |  | L40N-38 | YA282TC38 |  | BBLU-4/0D-2TC38 |  | CLWD-4/0-38-1
L250-TC38-5 |  | L250N-38 | YA292TC38 |  | BBLU-025D-2TC38 |  | CLWD-250-38-1
L300-TC38-5 |  |  | YA302TC38 |  | BBLU-030D-2TC38 |  | CLWD-300-38-1
L350-TC14-2 |  |  | YA312TC14E2 |  | BBLU-035D-2TC14E2 |  | CLWD-350-14-58
L350-TC38-5 |  | L350N-38 | YA312TC38 |  | BBLU-035D-2TC38 |  | CLWD-350-38-1
L500-TC14-2 |  |  | YA342TC14E2 |  | BBLU-050D-2TC14E2 |  | CLWD-500-14-58
L500-TC38-5 |  | L500N-38 | YA342TC38 |  | BBLU-050D-2TC38 |  | CLWD-500-38-1
L600-TC38-5 |  | L600N-38 | YA362TC38 |  | BBLU-060D-2TC38 |  | CLWD-600-38-1
L750-TC38-5 |  | L750N-38 | YA392TC38 |  | BBLU-075D-2TC38 |  | CLWD-750-38-1
L1000-TC38-5 |  |  | YA442TC38 |  | BBLU-100D-2TC38 |  | CLWD-100-38-1
Sizes up through 4/0 have Inspection Hole
HIGH VOLTAGE COPPER COMPRESSION LUGS AND SPLICES
Splices
C4V |  |  | YS4C-T
C2V |  |  | YS2C-T
C1V |  |  | YS1C-T
C10V |  |  | YS25-T
C20V |  |  | YS26-T
C30V
C40V |  |  | YS28-T
C250V |  |  | YS29-T
C350V |  |  | YS31-T
C500V |  |  | YS34-T
C750V |  |  | YS39-T
Lugs - 1-Hole
L4V
L2V
L1V
L10V
L20V
L30V
L40V
L250V
L300V
Lugs - 2-Hole NEMA
L20NV
L30NV
L40NV
L250NV
L350NV
L500NV
L750NV
ReduceR™ Step-Down Adapter - Copper
CU Barrel, Str CU Plug* | AL Barrel, Str CU Plug |  | Solid Copper Barrel and Plug
| PT6 |  | --
| PT4 |  | --
| PT2 |  | --
| PT1 |  | --
PT10R2 | PT1/0
PT20R2 | PT2/0
PT20R10
PT30R20 | PT3/0
PT40R20 | PT4/0
PT40R30
PT250R40 | PT250 |  | YE29P50X100
PT300R250 | PT300 |  | YE30P55X110
PT350R250 | PT350 |  | YE31P59X118
PT350R300
PT400R350 | PT400 |  | YE32P63X126
PT500R350 | PT500 |  | YE34P71X142
PT500R400
PT600R500 | PT600 |  | YE36P78X156
PT750R500 | PT750 |  | YE39P87X174
PT750R600
PT1000R750 |  |  | --
Shoo-Pin™ Flex-Cable Adapter - Copper
PT25FX6
PT42FX4 |  |  | YEV4CP20X75FX
PT60FX2
PT90FX1 |  |  | YEV1CP29X75FX
PT111FX10 |  |  | YEV25P33X75FX
PT131FX20 |  |  | YEV26P37X75FX
PT181FX30 |  |  | YEV27P41X82FX
PT222FX40 |  |  | YEV28P46X92FX
PT250FX250 |  |  | YE30P50X100FX
PT262FX250 |  |  | YE31P51X102FX
PT313FX350 |  |  | YE32P55X110FX
PT373FX350 |  |  | YE34P59X118FX
PT444FX500 |  |  | YE36P67X134FX
PT535FX500 |  |  | YE38P71X142FX
PT646FX600 |  |  | YE40P78X156FX
PT777FX750 |  |  | YE44P87X174FX
COMPRESSION SPLICES – ALUMINUM - DUAL-RATED
ASC6T |  | ASC6T | YS6-CA1 | ASP6 | BCUA-6 | 60507 | AS6, ASN-6
ASC4T |  | ASC4T | YS4-CA1 | ASP4 | BCUA-4 | 60512 | AS4, ASN-4
ASC2T |  | ASC2T | YS2-CA1 | ASP2 | BCUA-2 | 60516 | AS2, ASN-2
ASC1T |  | ASC1T | YS1-CA1 | ASP1 | BCUA-1 | 60522 | AS1, ASN-1
ASC10T |  | ASC1/0T | YS25-A1 | ASP10 | BCUA-1/0 | 60530 | AS10, ASN-1/0
ASC20T |  | ASC2/0T | YS26-A1 | ASP20 | BCUA-2/0 | 60536 | AS20, ASN-2/0
ASC30T |  | ASC3/0T | YS27-A1 | ASP30 | BCUA-3/0 | 60542 | AS30, ASN-3/0
ASC40T |  | ASC4/0T | YS28-A1 | ASP40 | BCUA-4/0 | 60548 | AS40, ASN-4/0
ASC250T |  | ASC250T | YS29-A1 | ASP250 | BCUA-250 | 60554 | AS250, ASN-250
ASC300T |  | ASC300T | YS30-A1 | ASP300 | BCUA-300 | 60560 | AS300, ASN-300
ASC350T |  | ASC350T | YS31-A1 | ASP350 | BCUA-350 | 60565 | AS350, ASN-350
ASC400T |  | ASC400T | YS32-A1 | ASP400 | BCUA-400 | 60568 | AS400, ASN-400
ASC500T |  | ASC500T | YS34-A1 | ASP500 | BCUA-500 | 60571 | AS500, ASN-500
ASC600T |  | ASC600T | YS36-A1 | ASP600 | BCUA-600 | 60574 | AS600, ASN-600
ASC750T |  | ASC750T | YS39-A1 | ASP750 | BCUA-750 | 60578 | AS750, ASN-750
ASC1000T |  | ASC1000T | YS44-A1 | ASP1000 | BCUA-1000 | 60584 | AS1000, ASN-1000
COMPRESSION LUGS – ALUMINUM - DUAL-RATED
One-Hole Mounting
AL614 |  | AL6-14 | YA6CA1 | ATL6-14 | BLUA-6S | 60107 | ACL-6, ALNS-6-14
AL414 |  | AL4-14 | YA4CA1 | ATL4-14 | BLUA-4S3 | 60112 | ACL-4, ALNS-4-14
AL438 |  |  | YA4CA6 | ATL4-38 | -- | 60114 | , ALNS-4-38
AL214 |  | AL2-14 | YA2CA5 | ATL2-14 | BLUA-2S3 | 60116 | ACL-2, ALNS-2-14
AL238 |  |  | YA2CA3 | ATL2-38 | BLUA-2S | 60118 | , ALNS-2-38
AL114 |  | AL1-14 | -- | ATL1-14 | BLUA-1S1 | 60122 | ACL-1, , ALNS-1-14
AL1038 |  | AL1/0-38 | YA25A3 | ATL1038 | BLUA-1/0S | 60130 | ACL-1/0, ALNS-1/0-38
AL1048 |  | AL1/0-48 | YA25A9 | ATL1012 | BLUA-1/0S1 | 60132 | , ALNS-1/0-12
AL2038 |  | AL2/0-38 | YA26A6 | ATL2038 | BLUA-2/0S6 | 60136 | ACL-2/0, ALNS-2/0-38
AL2048 |  | AL2/0-48 | YA26A1 | ATL2012 | BLUA-2/0S | 60138 | ACN-2/0, ALNS-2/0-12
AL3038 |  | AL3/0-38 | YA27A1 | ATL3038 | BLUA-3/0S2 | 60142 | ACL-3/0, ALNS-3/0-38
AL3048 |  | AL3/0-48 | YA27A3 | ATL3012 | BLUA-3/0S | 60144 | ACN-3/0, ALNS-3/0-12
AL4038 |  | AL4/0-38 | YA28A1 | ATL4038 | BLUA-4/0S2 | 60148 | ACL-4/0, ALNS-4/0-38
AL4048 |  | AL4/0-48 | YA28A3 | ATL4012 | BLUA-4/0S | 60150 | ACN-4/0, ALNS-4/0-12
AL25048 |  | AL250-48 | YA29A1 | ATL25012 | BLUA-025S | 60156 | ACL-250, ALNS-250-12
AL30048 |  | AL300-48 | YA30A1 | ATL30012 | BLUA-030S1 | 60162 | ACL-300, ALNS-300-12
AL35048 |  | AL350-48 | YA31A1 | ATL35012 | BLUA-035S1 | 60165 | ACL-350, ALNS-350-12
AL40048 |  | AL400-48 | YA32A3 | -- | BLUA-040S1 | 60168 | ACL-400, ALNS-400-12
AL50048 |  | AL500-48 | -- | ATL50012 | BLUA-050S2 | 60171 | ACL-500, ALNS-500-12
AL50058 |  | AL500-58 | YA34A1 | ATL50058 | BLUA-050S3 | 60172 | , ALNS-500-58
AL60048 |  | AL600-48 | -- | ATL60012 | -- | -- | ALNS-600-48
AL60058 |  | AL600-58 | YA36A1 | -- | BLUA-060S1 | 60174 | ACL-600, , ALNS-600-58
AL75048 |  | AL750-48 | YA39A1 | ATL75012 | -- | -- | ALNS-750-12
AL75058 |  | AL750-58 | YA39A3 | ATL75058 | BLUA-075S1 | 60178 | ACL-750, ALNS-750-58
AL100058 |  | AL1000-58 | YA44A1 | ATL100058 | BLUA-100S1 | 60184 | ACL-1000, ALNS-1000-58
2-Hole NEMA
AL10N |  | AL1/0N | YA25A7 | ATL102 | BLUA1/0D3 | -- | 2ACN-1/0, ALND-1/0-12-134
AL20N |  | AL2/0N | YA26A3 | ATL202 | BLUA2/0D | 60238 | 2ACL-2/0, ALND-2/0-12-134
AL30N |  | AL3/0N | YA27A5 | ATL302 | BLUA3/0D | 60244 | 2ACL-3/0, ALND-3/0-12-134
AL40N |  | AL4/0N | YA28A5 | ATL402 | BLUA4/0D | 60250 | 2ACL-4/0, ALND-4/0-12-134
AL250N |  | AL250N | YA29A3 | ATL2502 | BLUA025D | 60256 | 2ACL-250, ALND-250-12-134
AL300N |  | AL300N | YA30A3 | ATL3002 | BLUA030D | 60262 | 2ACL-300, ALND-300-12-134
AL350N |  | AL350N | YA31A3 | ATL3502 | BLUA035D | 60267 | 2ACL-350, ALND-350-12-134
AL400N |  | AL400N | YA32A3 | ATL4002 | BLUA040D2 | 60269 | 2ACL-400, ALND-400-12-134
AL500N |  | AL500NG | YA34A3 | ATL5002 | BLUA050D2 | 60273 | 2ACL-500, ALND-500-12-134
AL600N |  | AL600NG | YA36A3 | ATL6002 | BLUA060D2 | 60275 | 2ACL-600, ALND-600-12-134
AL750N |  | AL750NG | YA39A5 | ATL7502 | BLUA075D1 | 60278 | 2ACL-750, ALND-750-12-134
AL1000N |  | AL1000N | YA44A3 | ATL10002 | BLUA100D2 | 60284 | 2ACL-1000, ALND-1000-12-134
STACKING ALUMINUM COMPRESSION LUGS - Dual-rated - 2-hole NEMA
ASL10N
ASL20N
ASL30N
ASL40N
ASL250N
ASL300N
ASL350N
ASL400N
ASL500N
ASL600N
ASL750N
COMPRESSION PIN-TERMINAL ADAPTERS
Note: For aluminum wire, PT Adapters with aluminum barrels have a bulky profile which often prohibitS fitting wires into tightly grouped wireports.
When using copper wire, a better solution is a Greaves PT-R Series Adapter which has a CU barrel diameter less than, or very similar to, the wire jacket itself, thus allowing close wire groupings.
ALUMINUM BARREL PIN TERMINAL ADAPTERS
PT SERIES - Alum Bararel with Stranded Copper Pin
PT6 |  | PT6 |  | PA06 | TPC-6 | 61910A | CPM-6
PT4 |  | PT4 |  | PA04 | TPC-4 | 61915A | CPM-4
PT2 |  | PT2 |  | PA02 | TPC-2 | 61920A | CPM-2
PT1 |  | PT1 |  | PA01 | TPC-1 | 61925A | CPM-1
PT10 |  | PT1/0 |  | PA11 | TPC-1/0 | 61930A | CPM-1/0
PT20 |  | PT2/0 |  | PA21 | TPC-2/0 | 61935 | CPM-2/0
PT30 |  | PT3/0 |  | PA31 | TPC-3/0 | 61940 | CPM-3/0
PT40 |  | PT4/0 |  | PA41 | TPC-4/0 | 61945 | CPM-4/0
PT250 |  | PT250 |  | PA25 | TPC-250 | 61950 | CPM-250
PT300 |  | PT300 |  | PA30 | TPC-300 | 61955 | CPM-300
PT350 |  | PT350 |  | PA35 | TPC-350 | 61960 | CPM-350
PT400 |  | PT400 |  | PA40 | TPC-400 | 61963 | CPM-400
PT500 |  | PT500 |  | PA50 | TPC-500 | 61965 | CPM-500
PT600 |  | PT600 |  | PA60 | TPC-600 | 61970 | CPM-600
PT750 |  | PT750 |  | PA75 | TPC-750 | 61975 | CPM-750
PTA SERIES - Alum Barrel with Concentric Solid Alum Pin
PTA10 |  |  | AYP1/0 |  | TP-1/0 |  | ACM-1/0
PTA20 |  |  | AYP2/0 |  | TP-2/0 |  | ACM-2/0
PTA30 |  |  | AYP3/0 |  | TP-3/0 |  | ACM-3/0
PTA40 |  |  | AYP4/0 |  | TP-4/0 |  | ACM-4/0
PTA250 |  |  | AYP250 |  | TP-250 |  | ACM-250
PTA300 |  |  | AYP300 |  | TP-300 |  | ACM-300
PTA350 |  |  | AYP350 |  | TP-350 |  | ACM-350
PTA400 |  |  | AYP400 |  | TP-400 |  | ACM-400
PTA500 |  |  | AYP500 |  | TP-500 |  | ACM-500
PTA600 |  |  | AYP600 |  | TP-600 |  | ACM-600
PTA750 |  |  | AYP750 |  | TP-750 |  | ACM-750
PTO SERIES - Alum Barrel with Offset Solid Alum Pin
PTO20 |  |  | AYPO2/0 |  | TPO-2/0 |  | ACO-2/0
PTO30 |  |  | AYPO3/0 |  | TPO-3/0 |  | ACO-3/0
PTO40 |  |  | AYPO4/0 |  | TPO-4/0 |  | ACO-4/0
PTO250 |  |  | AYPO250 |  | TPO-250 |  | ACO-250
PTO300 |  |  | AYPO300 |  | TPO-300 |  | ACO-300
PTO350 |  |  | AYPO350 |  | TPO-350 |  | ACO-350
PTO400 |  |  | AYPO400 |  | TPO-400 |  | ACO-400
PTO500 |  |  | AYPO500 |  | TPO-500 |  | ACO-500
PTO600 |  |  | AYPO600 |  | TPO-6O0 |  | ACO-600
PTO750 |  |  | AYPO750 |  | TPO-750 |  | ACO-750
COMPRESSION U-TYPE DIES
DIE-0
DIE-1 |  | CD2
CU | 6 AWG |  | U5CRT |  |  | 24 |  |  | HT41AT
AL | 8 AWG |  | U8CABT
7/374 | BLUE
DIE-2 |  | CD3
CU | 4 |  | U4CRT |  |  | 29 |  |  | HT41AU
AL | 6 |  | U6CABT
8/346 | GRAY
DIE-2A
CU | 3-2 SOL
AL | --
9 | WHITE
DIE-3 |  | CD4 | U2CRT |  |  | 33 |  |  | HT41AW
CU | 2
AL | --
10 | BROWN
DIE-4 |  | , CD5A | U4CABT |  |  | 37 |  |  | HT41GM
CU | 1
AL | 4
11/375 | GREEN
DIE-5 |  | CD6 | U2CABT |  |  | 42H |  |  | HT41GF
CU | 1/0
AL | 2,1
12/348 | PINK
DIE-6 |  | CD7 | U26RT |  |  | 45 |  |  | HT41AZ
CU | 2/0
AL | --
13 | BLACK
DIE-7 |  | CD9 | U25ART |  |  | 50 |  |  | HT41EX
CU | --
AL | 1/0
296 | TAN
DIE-8 |  | CD10 | U27RT |  |  | 50 |  |  | HT41BA
CU | 3/0
AL | --
14 | ORANGE
DIE-9 |  | CD11 | U26ART |  |  | 54H |  |  | HT41EY
CU | --
AL | 2/0
297 | OLIVE
DIE-10 |  | CD13 | U27ART |  |  | 60 |  |  | HT41GW
CU | --
AL | 3/0
467 | RUBY
DIE-11 |  | CD12 | U28RT |  |  | 54H |  |  | HT41BC
CU | 4/0
AL | --
15 | PURPLE
DIE-12 |  | CD14 | U29RT |  |  | 62 |  |  | HT41BE
CU | 250MCM
AL | --
16 | YELLOW
DIE-13 |  | CD15, CD15A | U28ART |  |  | 66 |  |  | HT41EZ
CU | 300
AL | 4/0
17/298 | WHITE
DIE-14 |  | CD16, CD16A | U29ART |  |  | 71H |  |  | HT41FW
CU | 350
AL | 250
18/324 | RED
DIE-15 |  | CD17, CD17A | U30ART |  |  | 76 |  |  | HT41GZ
CU | 400
AL | 300
19/470 | BLUE
DIE-16 |  | CD18, CD18A | U31ART |  |  | 87H |  |  | HT41FA
CU | 500
AL | 350
20/299 | BROWN
DIE-17 |  | CD19, CD19A | U32ART |  |  | 94H |  |  | HT41HH
CU | 600 |  | U36RT
AL | 400
22/472 | GREEN
DIE-18 |  | CD20 | U34ART |  |  | 99H |  |  | HT41FB
CU | --
AL | 500
300 | PINK
DIE-18A
CU | 700
AL | --
23 | PURPLE
DIE-19 |  | CD21, CD21A | U36ART |  |  | 106H |  |  | HT41HG
CU | 750
AL | 600
24/473 | BLACK
DIE-20 |  | CD23 |  |  |  | 115H |  |  | HT41LJ
CU | --
AL | 750 |  | U39ART-2
936 | YELLOW
DIE-21 |  | CD22 | -- |  |  | 130 |  |  | --
CU | --
AL | 750
301 | RED
--
CU | 1000 |  | P44RT
AL | 1000 |  | P44ART
WHITE
--
CU | 1250 |  | P45RT
AL | 1250 |  | P45ART
YELLOW
--
CU | 1500 |  | P46RT
AL | 1500 |  | P46ART
GREEN
--
CU | 2000 |  | L48RT
AL
BROWN
*Not U-Type Dies
TERMINAL LUGS - ALUMINUM - Dual-rated - Setscrew
1-Wire 1-Hole
A-614 |  | 4T | KA6U | ADR | LA6 | -- | TA-6-S
A-212 |  | 2T | KA2U | ADR2 | LA2 | 62204 | TA-2
A-2/0 |  |  | KA25U |  |  |  | ATTA-1/0-14
A-2/0 |  | 2/0T | KA26U | ADR21 | LA2/0 | 62205 | TA-2/0
A-250 |  | 250T | KA29U | ADR25 | LA250 | 62212 | TA-250
A-300 |  | 300T | KA30U | ADR30 | -- | 62215 | TA-300
A-350 |  | 350T | KA31U | ADR35 | LA350 | 62215 | TA-350
A-500 |  | 500T | KA34U | ADR50 | LA500 | 62217 | TA-500
A-600 |  | 600T | KA36U | ADR60 | LA600 | 62219 | TA-600
A-800 |  | 800T | KA40U | ADR80 | -- | 62223 | TA-800
A-1000 |  | 1000T | KA44U | ADR99 | LA1000 | 62225 | TA-1000
1-Wire 2-Hole NEMA
A-250N |  | 250L2 | -- | ADR25-12S | -- | -- | --
A-350N |  | 350L2 | KKA31U-2N | ADR35-12S | LA350-2 | -- | TA3502NS
A-600N |  | 600L2 | KA36U-2N | -- | LA600-2 | -- | TA6002NS
A-600N-2* |  |  |  | ADR60-12D* | LLA2-500-S1* |  | TA-600-2N*
A-800N |  |  | KA40U-2N | -- | LA800-2 |  | TA8002NS
A-800N-2* |  |  | -- | ADR80-12D* | LA800-2* | -- | TA-800-2N*
A-1000N |  |  | KA44U-2N | -- | LA1000-2* | -- | TA10002NS
A-1000N-2* |  |  | -- | ADR99-12D* | LA1000-2* | -- | TA-1000-2N*
2-Wire 1-Hole
AA-2/0 |  | 2-2/0T | K2A26U | ADR21-21 | L2A-2/0 | -- | AU2/0
AA-250 |  | 2-250T | K2A29U | ADR25-21 | L2A-250 | -- | AU250
AA-350 |  | 2-350T | K2A31U | ADR35-21 | L2A-350 | 62227 | AU350
AA-600 |  | 2-600T | K2A36U | ADR60-21 | L2A-600 | 62230 | AU600
AA-800 |  | 2-800T | K2A40U | ADR80-21 | L2A-800 | -- | AU800
AA-1000 |  | 2-1000T | K2A44U | ADR99-21 | L2A-1000 | -- | AU1000
*2 Set Screws per Wire
2-Wire 2-Hole NEMA
AA-250N |  | 2-250L2 | -- | -- | -- |  | --
AA-350N |  | 2-350L2 | K2A31U-2N | ADR35-22 | L2A-350-2 |  | AU-350-2N
AA-600N |  | 2-600L2 | K2A36U-2N | ADR60-22D* | L2A-600-2 |  | AU-600-2NS
AA-800N |  | 2-800L2 | K2A40U-2N | ADR80-22D* | L2A-800-2* |  | AU-800-2NS
AA-1000N |  | 2-1000L2 | K2A44U-2N | ADR99-22D* | L2A-1000-2* |  | AU-1000-2NS
-- |  |  | -- | ADR80-22D* | L2A-800-24 |  | AU-800-2N*
-- |  |  | -- | ADR99-22D* | L2A-1000-2 |  | AU-1000-2N*
3-Wire 1-Hole
AAA-2
AAA-2/0
3-Wire 2/4-Hole NEMA
AAA-250N |  | 3-250L2/L4 | K3A29U-2N | ADR25-32 | L3A-250-2 |  | T3A2-250N
|  |  | K3A29U-4N | ADR25-34 | L3A-250-4
AAA-350N |  | 3-350L2/L4 | K3A31U-2N | ADR35-32 | L3A-350-2 |  | T3A2-350N
|  |  | K3A31U-4N | ADR35-34 | L3A-350-4
AAA-600N |  | 3-600L2/L4 | K3A36U-2N | -- | L3A-500-2 |  | --
|  |  | K3A36U-4N |  | L3A-500-4
AAA-600N-2* |  | 3-600LL4 | KK3A36U-4N* | ADR60-34D* | -- |  | T3A2-600N*
AAA-800N |  | 3-800L2/L4 | K3A40U-2N | -- | -- |  | --
K3A40U-4N
AAA-800N-2* |  | 3-800LL4 | KK3A40U-4N* | ADR80-34* | L3A-800-4* |  | T3A2-800N*
AAA-1000N-2* |  | 3-1000LL4 | KK3A44U-4N* | ADR99-34* | -- |  | T3A2-1000N*
4-Wire 2/4-Hole NEMA
AAAA-250N |  | 4-250L4 | K4A29U-4N | ADR25-44 | LA4M4-250 |  | T4A4-250N
AAAA-350N |  | 4-350L4 | K4A31U-4N | ADR35-44 | LA4M4-350 |  | T4A4-350N
AAAA-600N |  | 4-600L4 | -- | -- | -- |  | --
AAAA-800N |  | 4-800L4 | -- |  | -- |  | --
AAAA-600N-2* |  | 4-600LL4 | KK4A36U-4N* | ADR60-44D* | LA4D4-600* |  | T4A4-600N*
AAAA-800N-2* |  | 4-800LL4 | KK4A40U-4N* | ADR80-44D* | LA4D4-800* |  | T4A4-800N*
AAAA-1000N-2* |  | 4-1000LL4 | -- | -- | -- |  | --
*2 Set Screws per Wire
PANELBOAARD LUGS - Aluminum – Dual-rated
AQ2-300 |  | 300T-2 | K11A30U | ASL30-21 | PB2-300 | -- | PB2-300
AQ2-600 |  | 600T-2 | K11A36U-2 | ASL60-22 | PB2-600 | -- | PB2-600
AQ2-800 |  | 800T-2 | K11A39U-2 | ASL75-22 | PB2-800 | -- | PB2-800
AQ3-600 |  | 600T-3 | K21A36U-2 | ASL60-32 | PB3-600 | 62240 | PB3-600
AQ3-800 |  | 800T-3 | -- | ASL75-32 | PB3-800 | -- | PB3-800
AQ4-600 |  | 600T-4 | K22A36U-2 | ASL60-42 | PB4-600 | 62245 | PB4-600
AQ4-800 |  | 800T-4 | K22A39U-2 | ASL75-42 | PB4-8000 | -- | PB4-800
AQ6-500-2
AQ6-750-2
AQ6-750-4N (4-HOLE NEMA) | [6 empty] | PBMW-6-750-12
TRANSFORMER LUG KITS
TLK-15 |  |  | KAU-KIT1 |  | LASK-1
TLK-75 |  |  | KAU-KIT2 |  | LASK-2
TLK-150 |  |  | KAU-KIT3 |  | LASK-3*
TLK-500 |  |  | KAU-KIT4 |  | LASK-4*
*Sizes and quantities differ
IN-LINE SPLICE - ALUM – Dual-rated
Two-Way Connectors
ABS2 |  | 2-SR | AMS-2 | ASR0214 | SR-2 | -- | SPA 2
ABS10 |  | 1/0-SR | AMS-0 | ASR1114 | SR-0 | -- | SPA 0
ABS40 |  | 4/0-SR | AMS-4/0 | -- | SR-250 | -- | SPA 4/0
ABS250 |  | 250-SR | AMS-250 | ASR2506 | SR-250 | -- | SPA 250
ABS350 |  | 350-SR | AMS-350 | ASR3506 | SR-350 | -- | SPA 350
ABS500 |  | 500-SR | AMS-500 | ASR6004 | SR-500 | -- | SPA 500
LAY-IN GROUND LUGS - ALUM – Dual-rated
BTL4 |  | GLA-4 | BGBL-4 |  | LI-50S | -- | GBL-4
BTL0 |  | GLA-0 | BGBL-1/0 |  | LI-112S | -- | GBL-1/0
BTL000 |  | GLA-000 | -- |  | LI-200S | -- | --
BTL250 |  | GLA-250 | BGBL-250 |  | LI-252S | -- | GBL-250
SERVICE ENTRANCE
Parallel Aluminum Clamps – Dual-rated
PAC4010
PAC4010-X
PAC4040
PAC4040-X
PAC20-X | PAC20XG |  |  | PAE-2121-9 | PCAA-15BF | PAA6 | PG620A-Z
PAC40-X | PAC40XG |  |  | PAA-129 | PCAA-17BF | PAE4141-9 | PG402S-Z
PAE-4141-9
H-Type Aluminum Compression Taps |  |  |  |  | KO-R10
SEH1-22 |  | WR149 | YNO-125 | WR149 | KO-R33 | WR149
SEH2-201 |  | WR159 | YHO-1, YHO-200 | WR159 | KO-R06 | WR159
SEH3-301 |  | WR179 |  | WR179 |  | WR179
SEH4-3020 |  | WR199 |  | WR199 |  | WR199
SEH5-401 |  | WR189 | YHO-2, YHO-150 | WR189 |  | WR189
SEH6-4020 |  | WR259 |  | WR259 | KO-R08 | WR259
SEH7-4040 |  | WR289 | YHD-3, YHD-200 | WR289 |  | WR289
|  | WR279 | YHD-4, YHD-300 | WR279 | KD-R02 | WR279
|  | WR359 |  | WR359 | KD-R04 | WR359
|  | WR379 | YHD-5, YHD-250 | WR379 | KD-R49 | WR379
|  | WR399 | YHD-6, YHD-350 | WR399 | KD-R03 | WR399
|  | WR419 | YHD-7, YHD-400 | WR419 | KD-R05 | WR419
KD-R28
ALUM COMPRESSION SLICES - NYLON INSULATED
SEN66 |  | ISE64 | ES4W4W | ICS64 | PIK44 | UBB66 | PICS64
SEN46 |  | ISE67 | ES2W4W | ICS67 | PIK24 |  | PICS67
SEN44 |  | ISE68 | ES2W2W | ICS68 | PIK22 | UOO44 | PICS68
SEN16 |  | ISE71 | ES2R4W | ICS71 | PIK14 | U1N-26 | PICS71
SEN14 |  | ISE72 | ES2R2W | ICS72 | PIK12 | URO24 | PICS72
SEN11 |  | ISE73 | ES2R2R | ICS73 | PIK11 | URR22 | PICS73
SEN101 |  | ISE77 | ES25R2R | ICS77 | PIK01 | UYR02 | PICS77
SEN1010 |  |  |  |  | PIK00
SEN304 |  | ISE154 | YSD27R2W | IKL54 | PIK302 |  | PICS854
SEN204 |  | ISE144 | YSD26R2W | IKL44 | PIK202 |  | PICS844
SEN2020 |  | ISE147 | YSD26R26R | IKL47 | PIK202 | X1N2020 | PICS847
SEN404 |  | ISE164 | YSD28R2W | IKL64 | PIK402 |  | PICS864
SEN401 |  | ISE165 | YSD28R2R | IKL65 | PIK401 | X1N402 | PICS865
SEN4020 |  | ISE167 | YSD28R26R | IKL67 | PIK4020 | X1N4020 | PICS867
SEN4040 |  | ISE169 | YSD28R28R | IKL69 | PIK4040 | X1N4040 | PICS869
E54W8W
E54W6W
Vise Grip Connectors
GVC6 |  |  |  |  | FF-6
GVC4 |  |  |  |  | FF-4
GVC3
GVC2 |  |  |  |  | FF-2
GVC10
GVC20 |  |  |  |  | FF-2/0
GVC40 |  |  |  |  | FF-4/0
GVC350
POWER DISTRIBUTION
Insulation Piercing Connectors
IPC1002 |  | IPCS1002 | BIPC-1/0-2 | IPC1102 | IPC-1/0-2 | IPC1102 | IPC-1/0-2
IPC4006 |  | IPCS4002 | BIPC-4/0-6 | -- | IPC-4/0-6 | -- | IPC-4/0-6
IPC4020 |  | IPCS4020 | BIPC-4/0-1/0 | IPC4141 | IPC-4/0-2/0 | IPC4141 | IPC-4/0-2/0
IPC2540 |  | IPCS2540 |  | -- | IPC-250-4/0 | -- | IPC-250-4/0
IPC3540 |  |  | BIPC-350-4/0 | IPC3541 | IPC-350-4/0 | IPC3541 | IPC-350-4/0
IPC3535 |  | IPCS3535 | BIPC-350-350 | IPC3535 | IPC-350-350 | IPC3535 | IPC-350-350
IPC5012 |  |  | -- | -- | -- | -- | IPC-500-12
IPC5025 |  | IPCS5040 | BIPC-500-4/0 | IPC5041 | IPC-500-250 | IPC5041 | IPC-500-250
IPC5050 |  | IPCS5035 | -- | -- | IPC-500-500 | -- | IPC-500-500
IPC7550 |  | IPCS7550 | -- | -- | IPC-750-500 | -- | IPC-750-500
GUTTER TAP CONNECTORS
GP2 |  | GP-2 | -- | GP-2 | GPT-2 | -- | GTA-2-2
GP10 |  | GP-0 | -- | GP-0 | GPT-1/0 | -- | GTA-0-0
GP250 |  | GP-250 | KPU29A29AC | GP-250 | GPT-250 | -- | GTA-250-250
GP350 |  | GP-350 | -- | GP-350 | GPT-350 | -- | GTA-350-350
GP500 |  | GP-500 | -- | GP-500 | GPT-500 | -- | GTA-500-500
COVERS FOR GUTTER TAP CONNECTORS
GPC2
GPC10
GPC250
GPC350
GPC500
Side Stacker™ Blocks
SPD-I1-I1 |  | AS-I1-I1 | -- |  |  |  | --
--
SPD-K1-K1 |  | AS-K1-K1 | BDCSHC112/01 |  | ADB11-2/0 |  | PDB-11-2/0-1
|  |  | BDASHC112/01 |  |  |  | PDC-11-2/0-1
SPD-N1-N1 |  | AM-N1-N1 | -- |  | ADB11-4/0
SPD-P1-P1 |  | AM-P1-P1 | BDBMHC113501 |  | ADB11-350 |  | PDB-11-350-1
SPD-R1-R1 |  | AM-R1-R1 | BDALHC11500 |  | ADB11-500 |  | LDA/B-11-500
|  |  | BDB-11-500-1 |  |  |  | PDB-11-500-1
SPD-K1-H4 |  | AS-K1-H4 | BDCSHC142/01 |  |  |  | PDA-14-2/0
|  |  | BDASHC142/01 |  |  |  | PDC-11-2/0-1
SPD-K1-H6 |  | AS-K1-H6 | BDBMHC162/01 |  | ADB16-2/0 |  | PDB-16-2/0-1
SPD-P1-H6 |  | AM-P1-H6 | --
SPD-P1-H12 |  | AM-P1-H12 | BDBLHC11235001 |  | ADB112-350 |  | LDA/B-112-350
BDBLHC11235002
BDBLHC11235003
BDALHC1123500
SPD-R1-H12 |  | AM-R1-H12 | BDBLHC2125001 |  |  |  | --
BDBLHC2125002
BDBLHC2125003
BDALHC212500
SPD-P1-K6 |  | AL-P1-H6 | BDBLHC163501 |  | ADB16-350 |  | LDA/B-16-350
BDBLHC163502
BDBLHC163503
|  |  | BDALHC16350 |  | ADB162-350 |  | PDB-11-350-1
SPD-R1-K6 |  | AL-R1-H6 | BDBLHC165001 |  | ADB14-500 |  | LDA/B-16-500
|  |  | BDBLHC165002 |  | ADB16-500 |  | PDB-14/16-500-1
|  |  | BDBLHC165003 |  | ADB162-500 |  | PDB-162-500-1
BDALHC16500
SPD-V1-K6 |  | AL-V1-K6 | --
SPD-R1-M4 |  | AL-R1-M4 | BDALHC26500
BDBLHC26501
BDBLHC26502
BDBLHC26503
SPD-K2-K2 |  | AS-K2-K2 | BDBMHC222/01 |  | ADB22-2/0 |  | PDB-22-2/0-1
BDBMHC222/02
BDBMHC222/03
BDAMHC222/0
SPD-P2-P2 |  | AL-P2-P2 | BDBLHC223501 |  | ADB22-350 |  | LDA/B-22-350
BDBLHC223502
BDBLHC223503
|  |  | BDALHC22350 |  |  |  | PDB-22-350-1
SPD-R2-R2 |  | AL-R2-R2 | BDBLHC225001 |  | ADB22-500 |  | LDA/B-22-500
BDBLHC225002
BDBLHC225003
BDALHC22500
PDB-22-500-1
SPD-K2-H6 |  | AS-K2-H6 | -- |  |  |  | PDB-26-2/0-1
SPD-K2-I6 |  | AS-K2-I6 | BDBMHC262/01 |  | ADB26-2/0
BDBMHC262/02
BDBMHC262/03
BDAMHC262/0
SPD-K2-H12 |  | AM-K2-H12 | --
SPD-P2-H12 |  | AL-P2-H12 | BDBLHC1123501
BDBLHC1123502
BDBLHC1123503
BDALHC112350
SPD-R2-H12 |  | AL-R2-H12 | BDBLHC2125001 |  | ADB212-500 |  | LDA/B-212-500
|  |  | BDBLHC2125002 |  |  |  | PDB-212-500-1
BDBLHC2125003
BDALHC212500
SPD-P2-K6 |  | AL-P2-K6 | BDBLHC263501 |  | ADB26-350 |  | LDA/B-26-350
|  |  | BDBLHC263502 |  |  |  | PDB-26-350
BDBLHC263503
BDALHC26350
SPD-R2-K6 |  | AL-R2-K6 | BDBLHC165001 |  | ADB26-500 |  | LDA/B-26-500
|  |  | BDBLHC165002 |  |  |  | PDB-26-500-1
BDBLHC165003
BDALHC16500
SPD-R2-M4 |  | AL-R2-M4 | BDBLHC245001 |  | ADB24-500 |  | LDA/B-24-500
|  |  | BDBLHC245002 |  |  |  | PDB-24-500-1
BDBLHC245003
BDALHC24500
SPD-CS |  | CS | BDBSHCCOVER
SPD-CSK2
SPD-CM |  | CM | BDBMHCCOVER |  | CM
SPD-CL |  | CL | BDBLHCCOVER |  | CL
NEUTRAL BARS
Aluminum Neutral Bars
ANB4-4-1
ANB4-4-3
ANB4-5-2
ANB4-6-1
ANB4-6-3
ANB4-7-3
ANB4-9-2
ANB4-10-2
ANB4-12-2
ANB4-15-2
ANB4-20-2
ANB4-190
ANB2-10-3
ANB20-3-3
ANB20-6-2
PD250-4
PD250-6
PD250-8
PD350-4
PD350-6
PD350-8
PD600-4
PD600-6
PD600-8
PD750-4
PD750-6
PD750-8
Copper Neutral Bars
CNB4-4-2
CNB4-5-2
CNB4-6-2 |  |  | K6P4CG1
CNB4-12-2
CNB4-13-3
CNB4-190
CNB2-6-2
INSULATED CONNECTORS
Insulated In-line Splice
PBS2 |  | -- | BISR2 |  | IISR2
PBS2/0 |  | ISR-1/0* | BISR1/0* |  | IISR1/0* |  | PBT1/0
PBS250 |  | ISR-250 | BISR250 |  | IISR250 |  | PBT250
PBS350 |  | ISR-350 | BISR350 |  | IISR350 |  | PBT350
PBS600 |  | ISR-500* | BISR500* |  | IISR500* |  | PBT500
PBSH750 |  | ISRH-750 | B |  | B |  | PBT750
Insulated Single-Entry Splice
USA4-2 |  | IT-4 | BIT4 |  | IPB-NA4-2S |  | PBTS-2-4
USA2-2 |  | -- | -- |  | -- |  | --
USA2/0-2 |  | IT-1/0* | BIT2/0 |  | IPB-NA2/0-2S |  | PBTS-2-1/0
USA3/0-2 |  | IT-3/0 |  |  |  |  | PBTS-2-3/0
Insulated Dual-Entry Splice (& Opposite-Entry)
USAD4-2 |  | -- | BIBD4-2 |  | IPB-NA4-2D |  | PBTD-2-4
|  | ITO-4 | BITO4-2 |  | IPB-NA4-2A |  | PBTO-4
USAD2-2 |  | -- | -- |  | -- |  | --
USAD2/0-2 |  | -- | BIBD2/0-2 |  | IPB-NA4-2/0D |  | PBT-2-2/0
|  | ITO-1/0* | BITO2/0-2 |  | IPB-NA4-2/0A |  | PBTO-2
USAD3/0-2 | [6 empty] | PBTD-2-3/0
PBTO-3/0
USAD250-2 |  | IT-250 | BIBD250-2 |  | IPB-NA250-2D |  | PBTD-2-250
|  | -- | BIT250 |  | IPB-NA250-2S |  | PBTO-250
USAD350-2 |  | IT-350 | BIBD350-2 |  | IPB-NA350-2D |  | PBT-2-350
|  | -- | BIT350 |  | IPB-NA350-2S |  | PBTO-350
|  | -- | BITO350 |  | IPB-NA350-2A |  | PBTO-350
USAD600-2 |  | IT-500* | BIBD600-2 |  | IPB-NA600-2D |  | PBT-2-600
|  | -- | BIT600 |  | IPB-NA600-2S |  | PBTO-600
|  | -- | BITO600 |  | IPB-NA600-2A |  | PBTO-600
USAD750-2 |  | IT-750 | BIBD750-2 |  | -- |  | PBTD-2-750
|  | -- | BIT750 |  | -- |  | PBTO-750
|  |  | BITO750 |  | -- |  | PBTO-750
*Note differences in max. wire size
Insulated Single-Side Entry
USA4-3 |  | IPL 4-3 | BIBS4-3 |  | IPB-NA4-3S |  | PBTS-3-4
USA4-4 |  | IPL 4-4 | BIBS4-4 |  | IPB-NA4-4S |  | PBTS-4-4
USA4-6 |  | IPL 4-6 | BIBS4-6 |  | IPB-NA4-6S |  | PBTS-6-4
USA4-8 |  | IPL 4-8 | BIBS4-8 |  | IPB-NA4-8S |  | PBTS-8-4
USA2-3 |  | IPL-1/0-3* | -- |  | -- |  | PBTS-3-2
USA2-4 |  | IPL 1/0-4* | -- |  | -- |  | PBTS-4-2
USA2-6 |  | IPL 1/0-6* | -- |  | -- |  | PBTS-6-2
USA2-8 |  | IPL 1/0-8* | -- |  | -- |  | PBTS-8-2
USA2/0-3 |  | IPL 3/0-3* | BIBS2/0-3 |  | IPB-NA-2/0-3S |  | PBTS-3-3/0*
USA2/0-4 |  | IPL 3/0-4* | BIBS2/0-4 |  | IPB-NA-2/0-4S |  | PBTS-3-3/0*
USA2/0-5 |  | IPL 3/0-5* | BIBS2/0-5 |  | IPB-NA-2/0-5S |  | PBTS-3-3/0*
USA2/0-6 |  | IPL 3/0-6* | BIBS2/0-6 |  | IPB-NA-2/0-6S |  | PBTS-3-3/0*
USA2/0-7 |  | IPL 3/0-7* | BIBS2/0-7 |  | IPB-NA-2/0-7S |  | PBTS-3-3/0*
USA2/0-8 |  | IPL 3/0-8* | BIBS2/0-8 |  | IPB-NA-2/0-8S |  | PBTS-3-3/0*
USA3/0-3 |  | IPL 3/0-3 |  |  |  |  | PBTS-3-3/0
USA3/0-4 |  | IPL 3/0-4 |  |  |  |  | PBTS-4-3/0
USA250-3 |  | IPL 250-3 | BIBS250-3 |  | IPB-NA-250-3S |  | PBTS-3-250
USA250-4 |  | IPL 250-4 | BIBS250-4 |  | IPB-NA-250-3S |  | PBTS-4-250
USA250-5 |  | IPL 250-5 | BIBS250-5 |  | IPB-NA-250-3S |  | PBTS-5-250
USA250-6 |  | IPL 250-6 | BIBS250-6 |  | IPB-NA-250-3S |  | PBTS-6-250
USA250-7 |  | IPL 250-7 | BIBS250-7 |  | IPB-NA-250-3S |  | PBTS-7-250
USA250-8 |  | IPL 250-8 | BIBS250-8 |  | IPB-NA-250-3S |  | PBTS-8-250
USA350-3 |  | IPL 350-3 | BIBS350-3 |  | IPB-NA-350-3S |  | PBTS-3-350
USA350-4 |  | IPL 350-4 | BIBS350-4 |  | IPB-NA-350-4S |  | PBTS-4-350
USA350-5 |  | IPL 350-5 | BIBS350-5 |  | IPB-NA-350-5S |  | PBTS-5-350
USA350-6 |  | IPL 350-6 | BIBS350-6 |  | IPB-NA-350-6S |  | PBTS-6-350
USA350-7 |  | IPL 350-7 | BIB3250-7 |  | IPB-NA-350-7S |  | PBTS-7-350
USA350-8 |  | IPL 350-8 | BIBS350-8 |  | IPB-NA-350-8S |  | PBTS-8-350
USA600-3 |  | IPL 500-3* | BIBS600-3 |  | IPB-NA-600-3S |  | PBTS-3-500*
USA600-4 |  | IPL 500-4* | BIBS600-3 |  | IPB-NA-600-4S |  | PBTS-4-500*
USA600-5 |  | IPL 500-5* | BIBS600-3 |  | IPB-NA-600-5S |  | PBTS-5-500*
USA600-6 |  | IPL 500-6* | BIBS600-3 |  | IPB-NA-600-6S |  | PBTS-6-500*
USA600-7 |  | IPL 500-7* | BIBS600-3 |  | IPB-NA-600-7S |  | PBTS-7-500*
USA600-8 |  | IPL 500-8* | BIBS600-3 |  | IPB-NA-600-8S |  | PBTS-8-500*
USA750-3 |  | IPL 750-3 | BIBS750-3 |  | IPB-NA-750-3S |  | PBTS-3-750
USA750-4 |  | IPL 750-4 | BIBS750-4 |  | IPB-NA-750-4S |  | PBTS-4-750
USA750-5 |  | IPL 750-5 | BIBS750-5 |  | IPB-NA-750-5S |  | PBTS-5-750
USA750-6 |  | IPL 750-6 | BIBS750-6 |  | IPB-NA-750-6S |  | PBTS-6-750
USA750-7 |  | IPL 750-7 | BIBS750-7 |  | IPB-NA-750-7S |  | PBTS-7-750
USA750-8 |  | IPL 750-8 | BIBS750-8 |  | IPB-NA-750-8S |  | PBTS-8-750
*Note differences in max. wire size.
Insulated Two-Side Entry
USAD4-3 |  | -- | BIBD4-3 |  | IPB-NA4-3D |  | PBTD-3-4
USAD4-4 |  | -- | BIBD4-4 |  | IPB-NA4-4D |  | PBTD-4-4
USAD4-6 |  | -- | BIBD4-6 |  | IPB-NA4-6D |  | PBTD-6-4
USAD4-8 |  | -- | BIBD4-8 |  | IPB-NA4-8D |  | PBTD-8-4
USAD2-3 |  | -- | -- |  | -- |  | PBTD-3-3/0*
USAD2-4 |  | -- | -- |  | -- |  | PBTD-4-3/0*
USAD2-6 |  | -- | -- |  | -- |  | PBTD-6-3/0*
USAD2-8 |  | -- | -- |  | -- |  | PBTD-8-3/0*
USAD2/0-3 |  | IPLD 3/0-3* | BIBD2/0-3 |  | IPB-NA2/0-3D |  | PBTD-3-3/0*
USAD2/0-4 |  | IPLD 3/0-4* | BIBD2/0-4 |  | IPB-NA2/0-4D |  | PBTD-4-3/0*
USAD2/0-5 |  | IPLD 3/0-5* | BIBD2/0-5 |  | IPB-NA2/0-5D |  | PBTD-5-3/0*
USAD2/0-6 |  | IPLD 3/0-6* | BIBD2/0-6 |  | IPB-NA2/0-6D |  | PBTD-6-3/0*
USAD2/0-7 |  | IPLD 3/0-7* | -- |  | IPB-NA2/0-7D |  | PBTD-7-3/0*
USAD2/0-8 |  | IPLD 3/0-8* | BIBD2/0-8 |  | IPB-NA2/0-8D |  | PBTD-8-3/0*
USAD2/0-9 | [6 empty] | PBTD-9-3/0*
USAD2/0-10 | [6 empty] | PBTD-10-3/0*
USAD2/0-11 | [6 empty] | PBTD-11-3/0*
USAD2/0-12 | [6 empty] | PBTD-12-3/0*
USAD3/0-3 | [6 empty] | PBTD-3-3/0
USAD3/0-4 | [6 empty] | PBTD-4-3/0
USAD3/0-5 | [6 empty] | PBTD-5-3/0
USAD3/0-6 | [6 empty] | PBTD-6-3/0
USAD250-3 |  | IPLD 250-3 | BIBD250-3 |  | IPB-NA250-3D |  | PBTD-3-250
USAD250-4 |  | IPLD 250-4 | BIBD250-4 |  | IPB-NA250-4D |  | PBTD-4-250
USAD250-5 |  | IPLD 250-5 | BIBD250-5 |  | IPB-NA250-5D |  | PBTD-5-250
USAD250-6 |  | IPLD 250-6 | BIBD250-6 |  | IPB-NA250-6D |  | PBTD-6-250
USAD250-7 |  | IPLD 250-7 | -- |  | - |  | PBTD-7-250
USAD250-8 |  | IPLD 250-8 | BIBD250-8 |  | IPB-NA250-8D |  | PBTD-8-250
USAD250-9 |  | IPLD 250-9 | -- |  | - |  | PBTD-9-250
USAD250-10 |  | IPLD 250-10 | BIBD250-10 |  | IPB-NA250-10D |  | PBTD-10-250
USAD250-11 |  | IPLD 250-11 | -- |  | - |  | PBTD-11-250
USAD250-12 |  | IPLD 250-12 | BIBD250-12 |  | IPB-NA250-12D |  | PBTD-12-250
USAD350-3 |  | IPLD 350-3 | BIBD350-3 |  | IPB-NA350-3D |  | PBTD-3-350
USAD350-4 |  | IPLD 350-4 | BIBD350-4 |  | IPB-NA350-4D |  | PBTD-4-350
USAD350-5 |  | IPLD 350-5 | BIBD350-5 |  | IPB-NA350-5D |  | PBTD-5-350
USAD350-6 |  | IPLD 350-6 | BIBD350-6 |  | IPB-NA350-6D |  | PBTD-6-350
USAD350-7 |  | IPLD 350-7 | -- |  | - |  | PBTD-7-350
USAD350-8 |  | IPLD 350-8 | BIBD350-8 |  | IPB-NA350-8D |  | PBTD-8-350
USAD350-9 |  | IPLD 350-9 | -- |  | - |  | PBTD-9-350
USAD350-10 |  | IPLD 350-10 | BIBD350-10 |  | IPB-NA350-10D |  | PBTD-10-350
USAD350-11 |  | IPLD 350-11 | -- |  | - |  | PBTD-11-350
USAD350-12 |  | IPLD 350-12 | BIBD350-12 |  | IPB-NA350-12D |  | PBTD-12-350
USAD600-3 |  | IPLD 500-3* | BIBD600-3 |  | IPB-NA600-3D |  | PBTD-3-500*
USAD600-4 |  | IPLD 500-4* | BIBD600-4 |  | IPB-NA600-4D |  | PBTD-4-500*
USAD600-5 |  | IPLD 500-5* | BIBD600-5 |  | IPB-NA600-5D |  | PBTD-5-500*
USAD600-6 |  | IPLD 500-6* | BIBD600-6 |  | IPB-NA600-6D |  | PBTD-6-500*
USAD600-7 |  | IPLD 500-7* | -- |  | -- |  | PBTD-7-500*
USAD600-8 |  | IPLD 500-8* | BIBD600-8 |  | IPB-NA600-8D |  | PBTD-8-500*
USAD600-9 |  | IPLD 500-9* | -- |  | -- |  | PBTD-9-500*
USAD600-10 |  | IPLD 500-10* | BIBD600-10 |  | IPB-NA600-10D |  | PBTD-10-500*
USAD600-11 |  | IPLD 500-11* | -- |  | -- |  | PBTD-11-500*
USAD600-12 |  | IPLD 500-12* | BIBD600-12 |  | IPB-NA600-12D |  | PBTD-12-500*
USAD750-3 |  | IPLD 750-3 | BIBD750-3 |  | -- |  | PBTD-3-750
USAD750-4 |  | IPLD 750-4 | BIBD750-4 |  | -- |  | PBTD-4-750
USAD750-5 |  | IPLD 750-5 | BIBD750-5 |  | -- |  | PBTD-5-750
USAD750-6 |  | IPLD 750-6 | BIBD750-6 |  | -- |  | PBTD-6-750
USAD750-7 |  | IPLD 750-7 | -- |  | -- |  | PBTD-7-750
USAD750-8 |  | IPLD 750-8 | BIBD750-8 |  | -- |  | PBTD-8-750
USAD750-9 |  | IPLD 750-9 | -- |  | -- |  | PBTD-9-750
USAD750-10 |  | IPLD 750-10 | BIBD750-10 |  | -- |  | PBTD-10-750
USAD750-11 |  | IPLD 750-11 | -- |  | -- |  | PBTD-11-750
USAD750-12 |  | IPLD 750-12 | BIBD750-12 |  | -- |  | PBTD-12-750
*Note differences in max. wire sizes.
BLACK-BURY UNDERGROUND CONNECTORS
In-Line Splices
UPP1-350 |  |  | UGS350ULDB |  |  |  | USPA-350SS-DB
UPP1-500 | [6 empty] | USPA-500SS-DB
UPP1-750 | [6 empty] | USPA-750SS-DB
Multi-Cable Pedestal Connectors
UPP2-350
UPP3-350 | [6 empty] | PED3-350SS-DB
UPP4-350 | [6 empty] | PED4-350SS-DB
UPP5-350 | [6 empty] | PED5-350SS-DB
UPP6-350 | [6 empty] | PED6-350SS-DB
UPP8-350 | [6 empty] | PED8-350SS-DB
UPP3-500 | [6 empty] | PED3-500SS-DB
UPP4-500 | [6 empty] | PED4-500SS-DB
UPP5-500 | [6 empty] | PED5-500SS-DB
UPP6-500 | [6 empty] | PED6-500SS-DB
UPP8-500 | [6 empty] | PED8-500SS-DB
UPP4-750 | [6 empty] | PED3-750SS-DB
UPP6-750 | [6 empty] | PED4-750SS-DB
UPP8-750 | [6 empty] | PED6-750SS-DB
PED8-750SS-DB
UF SPLICE KIT
UFK-8
UNDERGROUND - IN-LINE SPLICE KITS
with Dual-Rated Mechanical Connector
US350-K |  |  | UGSKIT8
US500-K
with Dual-Rated Compression Splice
ASC4K
ASC2K
ASC1K
ASC10K
ASC20K
ASC30K
ASC40K
ASC250K
ASC300K
ASC300K
ASC350K
ASC500K
ASC400K
ASC500K
ASC600K
ASC750K
ASC1000K
with Copper Compression Splice
C4K |  |  | YS4CFXLTCKITC
C2K |  |  | YS2CFXLTCKITC
C1K
C10K |  |  | YS25LTCKITC
YS25FXLTCKITC
C20K |  |  | YS26LTCKITC
YS26FXLTCKITC
C30K
C40K |  |  | YS28LTCKITC
YS29FXLTCKITC
C250K |  |  | YS29FXLTCKITC
C300K
C350K |  |  | YS31LTCKITC
YS34FXLTCKITC
C400K
C500K |  |  | YS34LTCKITC
YS38FXLTCKITC
C600K
C750K |  |  | YS39LTCKITC
YS44FXLTCKITC
C1000K
COVERS FOR IN-LINE SPLICE CONNECTORS
R20
R35
R50
R100
HEAT SHRINK TUBING
Heavy Wall with Adhesive
HWA50-6
HWA75-6
HWA100-9
HWA150-9
HWA200-9
HWA275-12
GROUND CLAMPS - WATER PIPE
Bronze Body w/ Plated-Steel Screws
Ground-Lok™ System |  |  | Note: There are differences in functional, size, and style in comparison to the Greaves Ground-Lok System.
G1 |  | G-1 | -- | J | KP-1 | 3846
G2 |  | G-2 | -- | J2 | KP-2 | --
G3 |  | G-3 | C-11JA
GAR3902
G4 |  | G-4 | C-22JA
GAR3903
G5 |  | G-5 | C-11LH-1
G6 |  | G-6 | C-22LH-1
G7 |  | G-7 | C-11LH-2 |  | KL-1
G8 |  | G-8 | C-22HH-3 |  | KL-2
G9 |  | G-9 | C-11LH-3 |  | KL-1A
G10 |  | G-10 | C-22LH-3 |  | KL-2A
G12 |  | G-12 | C-4 | J-2124 | KP-4 | -- | AGC-4*
G13 |  | G-13 | C-8 | J6 | -- | -- | --
G15 |  | G-15 | C-4JA
GAR3904
GAR3905
G16 |  | G-16 | GAR3905
GAR3906
CG6122
CG6125
G18 |  | G-18 | C4LH-1
G19
G21 |  | G-21 | C4LH-2
G22
G24 |  | G-24 | C4LH-3
G25
Ground-Lok Wire Adapters
G41 G61 |  | G-41 | -- | CH 12 | -- | -- | --
G42 G62 |  | G-42 | -- | CH 34 | -- | -- | --
G43 G63 |  | G-43 | -- | CH 1 | -- | -- | --
G64
G50
G515
G516
Clamps with Stainless Steel Screws
G1SS
G2SS
G12SS
G13SS
G41SS
G42SS
G43SS
G3SS
G4SS
Water Pipe Ground Clamps–Economy Series
G1S |  | G1S | C-11N | J-JR | -- | 3844 | BGC-1
G2S |  | G2S | C-22 | -- | -- | -- | BGC-2
G4S |  | G66 | C-7 | JS-2 | -- | -- | BGC-2A
G5S |  | EG-5 | C-61 | JPS-12 | -- | -- | BGC1-50
G6S |  | EG-6 | C-66 | -- | -- | -- | BGC2-50
G20 |  | G20 | C-6
Water Pipe Ground Clamps-Economy Series with Stainless Steel Screws
G1S-SS |  |  | C-11B
G2S-SS |  |  | C-22D
Water Pipe Ground Clamps–Economy Series-Direct Burial
G1S-DB |  | G-1-S-DB | C-11D | -- | -- | -- | BGC-1-DB
G2S-DB |  | G-2-S-DB | C-22D | JD | -- | 3888 | BGC-2-DB
G20-DB |  | G-20-DB | C-6D
ALUMIUM GROUNDING CLAMPS
GAC1 |  | GCA-1 | GC15A |  | GC-1 |  | AGC-1
GAC2 |  | CGA-2 | GC18A | AJ-2 | GC-2 |  | AGC-2
GAC4 |  | GCA-4 | GC22A |  | GC-4 |  | AGC-4
Water Pipe Ground Clamps – Bronze - DB
LOW WING SYSTEM
G150-DB
G250-DB
G450-DB
G650-DB
REBAR CLAMPS - UFER GROUNDING/BONDING
J29-DB |  |  |  |  | KR3-DB
J30-DB |  |  |  |  | KR4-DB
J31-DB
J32-DB
LAY-IN CLAMP REBAR/PIPE - DIRECT BURIAL
G1R-DB |  |  |  |  | KPL-1-DB
GROUND ROD CLAMPS – Bronze - Direct Burial
Standard Duty
G29 |  | GRC38* | -- | G3(not UL) | -- | G3 (not UL) | --
G30 |  | GRC50 | GRCL4 | G4 | CEB-1 | G4 | BGRC-48
G31 |  |  | GRC58
G31E |  | GRC58 |  | G5 | CEB-2 | G5 | BGRC-58
G32 |  | GRC34 | GRL6 | G6 | CEB-3 | G6 | BGRC-68
Heavy Duty
G120 |  | GRC50H | GRC12 | JAB12H | CAB-1 | JAB12H | --
G580 |  | GRC58H | GRC58 | JAB58H | CAB-2 | JAB58H | --
G340 |  | GRC34H | GRC34 | JAB34H | CAB-3 | JAB34H | --
G100 |  | GRC100H | -- | JAB1H | CAB-5 | JAB1H | --
Tork-Away Clamp
G5810B
UNIVERSAL LARGE WIRE
G3435 | [11 empty] | 230 CLAMP
G3410 | [11 empty] | 231 CLAMP
LARGE TWO WIRE
G1500 | [11 empty] | 493 CLAMP
493T CLAMP
LAY-IN LUG - BEAVER TOOTH LUG - DIRECT BURIAL
BTL-4-DB |  |  | CL50DB |  | LI-50S-CU-DB-UP |  | GBL-4DB
BTL-4-DBP |  |  | CL50DBTN |  | LI-50S-CU-DB |  | GBL-4DBT
BTL-414-DB
BTL-414-DBP
BUG-LUGS
BL6
BL4
BL2
BL1/0
MESH BUG - Direct Burial Split Bolts
A2-DB
A3-DB
A5-DB |  |  | KS17
A8-DB |  |  | KS22
A10-DB
U-BOLT PIPE-CLAMPS – Bronze – Direct-Burial
1-Wire Parallel or Perpendicular to Pipe
C100 |  |  | GAR114C | -- | GPL-1 |  | GPL-1 |  |  | ABG-0204 | GC-111-2A
C101 | CH109 | UC-101 | GAR1126 | -- | GPL-2 |  | GPL-2 |  |  | ABG-0222 | GC-111-2B
C102 | CH109 | UC-102 | GAR1129 | -- | GPL-3 |  | GPL-3 |  |  | -- | GC-111-2C3
C103 |  | UC-103 | GAR644C | GUV584 | GPL-4 |  | GPL-4, GUB-1 |  |  | ABG-0304 | GC-111-2A
C104 | CH109 | UC-104 | GAR6426 | GUV5821 | GPL-5 |  | GPL-5, GUB-2 |  |  | ABG-0322 | GC-111-2B
C105 | CH109 | UC-105 | GAR6429 | GUV5825 | GPL-6 |  | GPL-6, GUB-3 |  |  | ABG-0325 | GC-111-2C3
C106 |  |  | GAR6434 | -- | GPL-7 |  | GPL-7 |  |  | ABG-O350 | GC-111-2D
C107 |  |  | GAR144C | GUV784 | GPL-8 |  | GPL-8, GUB-4 |  |  | ABG-0704 | GC-111-3A
C108 | CH109, CH121 | UC-108 | GAR1426 | GUV7821 | GPL-9 |  | GPL-9, GUB-5 |  |  | ABG-0722 | GC-111-3B
C109 | CH109, CH121 | UC-109 | GAR1429 | GUV7825 | GPL-10 |  | GPL-10, GUB-6 |  |  | ABG-0725 | GC-111-3C3
C110 |  | UC-110 | GAR1434 | -- | GPL-11 |  | GPL-11 |  |  | ABG-0750 | GC-111-3D
C113 |  |  | GAR154C | GUV1184 | GPL-14 |  | GPL-14, GUB-7 |  |  | ABG-1104 | GC-111-4A
C114 | CH121, CH133 | UC-114 | GAR1526 | GUV11821 | GPL-15 |  | GPL-15, GUB-8 |  |  | ABG-1122 | GC-111-4B
C115 | CH121, CH133 | UC-115 | GAR1529 | -- | GPL-16 |  | GPL-16 |  |  | ABG-1125 | GC-111-4C
C116 |  |  | GAR1534 | -- | GPL-17 |  | GPL-17 |  |  | ABG-1150 | GC-111-4D
C119 |  |  | GAR164C | GUV1384 | GPL-20 |  | GPL-20,GUB-9 |  |  | ABG-1204 | GC-111-5A
C120 | CH121, CH133 | UC-120 | GAR1626 | GUV13821 | GPL-21 |  | GPL-21,GUB-10 |  |  | ABG-1222 | GC-111-5B
C121 | CH121, CH133 | UC-121 | GAR1629 | GUV13825 | GPL-22 |  | GPL-22,GUB-11 |  |  | ABG-1225 | GC-111-5C
C122 |  |  | GAR1634 | -- | GPL-23 |  | GPL-23 |  |  | ABG-1250 | GC-111-5D
C125 |  |  | GAR174C | GUV1584 | GPL-26 |  | GPL-26,GUB-12 |  |  | ABG-1504 | GC-111-6A
C126 | CH121, CH133 | UC-126 | GAR1726 | GUV15821 | GPL-27 |  | GPL-27,GUB-13 |  |  | ABG-1522 | GC-111-6B
C127 | CH121, CH133 | UC-127 | GAR1729 | GUV15825 | GPL-28 |  | GPL-28,GUB-14 |  |  | ABG-1525 | GC-111-6C
C128 |  |  | GAR1734 | -- | GPL-29 |  | GPL-29 |  |  | ABG-1550 | GC-111-6D
C131 | CG2004 |  | GAR184C | GUV204 | GPL-32 |  | GPL-32,GUB-15 |  |  | CG2004 | GC-111-7A
C132 | CH133, CH143, CG2022 | UC-132 | GAR1826 | GUV2021 | GPL-33 |  | GPL-33,GUB-16 |  |  | CG2022 | GC-111-7B
C133 | CH133, CH143, CG2026 | UC-133 | GAR1829 | GUV2025 | GPL-34 |  | GPL-34,GUB-17 |  |  | CG2025 | GC-111-7C
C134 | CG2050 |  | GAR1834 | -- | GPL-35 |  | GPL-35 |  |  | CG2050 | GC-111-7D
| CG2010* |  | -- | -- | GPL-37 |  | GPL-37 |  |  | -- | --
C136 | CG2604 |  | GAR194C | -- | GPL-38 |  | GPL-38 |  |  | CG2604 | --
C137 | CG2622, CH143 | UC-137 | GAR1926 | GUV21221 | GPL-39 |  | GPL-39,GUB-18 |  |  | CG2622 | CG-111-8B
C138 | CG2625, CH143 | UC-138 | GAR1929 | GUV21225 | GPL-40 |  | GPL-40,GUB-19 |  |  | CG2625 | GC-111-8C
C139 | CG2650 |  | GAR1934 | -- | GPL-41 |  | GPL-41 |  |  | CG2650 | GC-111-8D
| CG2610* |  | -- |  | GPL-43 |  | GPL-43 |  |  | -- | --
C141 | -- |  | GAR204C | -- | GPL-44 |  | GPL-44 |  |  | -- | --
C142 | CH143, CH153 | UC-142 | GAR2026 | GUV3021 | GPL-45 |  | GPL-45,GUB-20 |  |  | -- | GC-111-9B
C143 | CG3125, CH143, CH153 | UC-143 | GAR2029 | GUV3025 | GPL-46 |  | GPL-46,GUB-21 |  |  | CG3125 | GC-111-9C
C144 | CG3150 |  | GAR2034 | -- | GPL-47 |  | GPL-47 |  |  | CG3150 | GC-111-9D
| CG3175 |  | -- | -- | GPL-48 |  | GPL-48 |  |  | CG3175 | GC-111-9E
| CG3110* |  | -- | -- | GPL-49 |  | GPL-49 |  |  | -- | --
C146 | CH153 |  | GAR214C | -- | GPL-50 |  | GPL-50 |  |  | CG3604 | --
C147 | CH153 | UC-147 | GAR2126 | GUV31221 | GPL-51 |  | GPL-51,GUB-22 |  |  | CG3622 | GC-111-10B
C148 | CG3625, CH153 | UC-148 | GAR2129 | -- | GPL-52 |  | GPL-52 |  |  | CG3625 | GC-111-10C
C149 | CG3650 |  | GAR2134 | -- | GPL-53? |  | GPL-53? |  |  | CG3650 | --
C149 | CG3675 |  | -- | -- | GPL-54? |  | GPL-54? |  |  | CG3675 | --
| CG3610* |  | -- | -- | GPL-55 |  | GPL-55 |  |  | -- | --
C151 | -- |  | GAR224C | -- | GPL-56 |  | GPL-56 |  |  | CG4104 | --
C152 | CH153 |  | GAR2226 | GUV4021 | GPL-57 |  | GPL-57,GUB-23 |  |  | CG4122 | GC-111-11B
C153 | CG4125, CH153 |  | GAR2229 | GUV4025 | GPL-58 |  | GPL-58,GUB-24 |  |  | CG4125 | GC-111-11C
C154 | CG4150 |  | GAR2234 | -- | GPL-59 |  | GPL-59 |  |  | CG4150 | GC-111-11D
CG4175 | CG4175 |  | -- | -- | GPL-60 |  | GPL-60 |  |  | CG4175 | GC-111-11E
CG4110* | CG4110* |  | -- | -- | -- |  |  |  |  | -- | --
CG4622 | CG4622, CHxxx |  | -- | -- | GPL-61 |  |  |  |  | CG4622 | --
CG4625 | CG4625, CHxxx |  | -- | -- | GPL-62 |  |  |  |  | CG4625 | --
CG4650 | CG4650 |  | -- | -- | GPL-63? |  |  |  |  | CG4650 | --
CG4675 | CG4675 |  | -- | -- | GPL-64? |  |  |  |  | CG4675 | --
CG4610* | CG4610* |  | -- | -- | GPL-65? |  |  |  |  | -- | --
CG5122 | CG5122, CHxxx |  |  | -- | GPL-69 |  |  |  |  | CG5122 | GC-111-13B
CG5125 | CG5125, CHxxx |  |  | -- | GPL-70 |  |  |  |  | CG5125 | GC-111-13C
CG5150 | CG5150 |  |  | -- | GPL-71 |  |  |  |  | CG5150 | --
CG5175 | CG5175 |  |  | -- | GPL-72 |  |  |  |  | CG5175 | --
CG5110* | CG5110* |  | -- | -- | GPL-73 |  |  |  |  | -- | --
CG6122 | CG6122, CHxxx |  | -- | -- | GPL-75 |  |  |  |  | CG6122 | GC-111-14B
CG6125 | CG6125, CHxxx |  | GAR8629 | -- | GPL-76 |  |  |  |  | CG6125 | GC-111-14C
CG6150 | CG6150 |  | -- | -- | GPL-77 |  |  |  |  | CG6150 | --
CG6175 | CG6175 |  | -- | -- | [5 empty] | CG6175 | --
CG6110* | CG6110* |  | -- | -- | [5 empty] | CG6192 | --
CG7110* | CG7110* |  | -- | -- | -- |  |  |  |  | -- | --
CG8125 | CG8125 |  | -- | -- | -- |  |  |  |  | CG8125 | --
CG8150 | CG8150 |  | -- | -- | -- |  |  |  |  | CG8150 | --
CG8175 | CG8175 |  | -- | -- | -- |  |  |  |  | CG8175 | --
CG8110* | CG8110* |  | -- | -- | -- |  |  |  |  | CG8110 | --
CG1010* | CG1010* |  | -- | -- | -- |  |  |  |  | -- | --
CG1210* | CG1210* |  | -- | -- | -- |  |  |  |  | -- | --
CG1410* | CG1410*
CG1610* | CG1610* |  | -- | -- | -- |  |  |  |  | -- | --
CG1810* | CG1810* |  | -- | -- | -- |  |  |  |  | -- | --
*Half-Shell Style
STAINLESS STEEL HARDWARE KITS
SS10-A
SS10-B
SS10-C
SS10-D
SS0-A
SS0-B
SS0-C
SS0-D
COPPER BONDING MESH KITS
CBM35K
CBM310K
GROUNDING INTERSYSTEM BONDING TERMINATION
Bonding Bar Kit
GBK4-4 |  |  |  |  | AIBC-4
Meterbox Grounding Kit
MBKC2-4
MBKCA2-4
GROUND-PRES IRREVERSBLE COMPRESSION SYSTEM
GPC46 |  |  |  |  | CCT-46 |  | ULT-4-Z
GPC44 |  |  |  |  | CCT-44 |  | ULT-5-Z
GPC26 |  |  | YGHC2C2 |  | CCT-24 |  | ULT-6-Z
GPC22 |  |  | YGHC2C2 |  | CCT-22 |  | ELT-1
GPC2020 |  |  | YGHC26C26 |  | CCT-2020 |  | ELT-2
GPC2520 |  |  | YGHC29C26 |  |  |  | ELT-5
GPC2525 |  |  | YGHC29C29 |  |  |  | ELT-3
GPC4020 |  |  |  |  | CCT-4020
GPC4040 |  |  |  |  | CCT-4040 |  | ULT-12-Z
GPC5025 |  |  | YGHC34C29
TAP OR SPLICE Groundrod-to-wire or wire-to-wire
GPR122 |  |  | YGHP29C2 |  |  |  | GGC-2
GPR1220 |  |  | YGHP29C26 |  |  |  | GGC-3
GPR1225 |  |  | YGHP29C29 |  |  |  | GGC-4
GPR342 |  |  | YGHP34C2 |  |  |  | GGC-5
GPR3420 |  |  | YGHP34C26 |  |  |  | GGC-6
GPR3425 |  |  | YGHP34C29 |  |  |  | GGC-7
GPR3450 |  |  | YGHP34C34 |  |  |  | GGC-8
Perpendicular Groundrod-to-wire or wire-to-wire
GPL22 |  |  | YGL2C2
GPL122 |  |  | YGL29C2 |  |  |  | GGA-1
GPL1225 |  |  | YGL29C29 |  |  |  | GGA-2
GPL342 |  |  | YGL34C2 |  |  |  | GGA-3
GPL3425 |  |  | YGL34C29 |  |  |  | GGA-4
GPL3450 |  |  | YGL34C34 |  |  |  | GGA-5
GGA-6
COMPRESSION GROUND SPLICE
C10DB |  |  | YGS25
C20DB |  |  | YGS26
C30DB
C40DB |  |  | YGS28
C250DB |  |  | YGS29
C350DB
C500DB |  |  | YGS34
Compression Ground Lug 2-Hole NEMA
L10NDB |  |  | YGA25-2N
L20NDB |  |  | YGA26-2N
L30NDB
L40NDB |  |  | YGA28-2N
L250NDB |  |  | YGA29-2N
L350NDB
L500NDB |  |  | YGA34-2N
COMPRESSION GROUND PLATE
GPP250-2N |  |  | YGF29-2N
GPP250-4N |  |  | YGF29-4N
I-BEAM GROUNING CLAMPS
GBCH6 |  |  |  |  | GBCH-6
GBCH6-SS
GBCL
GBC40-2
GBC40-4
GBC40-6
GBC40-8
I-BEAM GROUNDING CLAMPS - ALUMINUM
GBCLA
GBC4A-SS |  |  | BGBS4, BGBS5 |  |  |  | SGB-4, BGBS-5
GBC4A-SST
GBC2A-SS | [6 empty] | SGB-1/0
GBC2A-SST
GBC250A-SS | [6 empty] | SGB-250
GBC250A-SST
U-BOLT GROUND CLAMPS
*CW AND CS CROSS REF*
CH109 | CS 101 |  | GAR114C
CH109 | CS 102 |  | GAR1126
CH109 | CS 103 |  | GAR1129
CH109 | CS 104 |  | GAR644C
CH109 | CS 105 |  | GAR6426
CH109 | CS 108 |  | GAR6429
CH109 | CS 109 |  | GAR144C
CH109 |  |  | GAR1426
CH109 |  |  | GAR1429
CH109 |  |  | GP114C
CH109 |  |  | GP1126
CH109 |  |  | GP1129
CH109 |  |  | GP644C
CH109 |  |  | GP6426
CH109 |  |  | GP6429
CH109 |  |  | GP144C
CH109 |  |  | GP1426
CH109 |  |  | GP1429
CH121 | CS114 |  | GAR144C
CH121 | CS 115 |  | GAR1426
CH121 | CS 120 |  | GAR1429
CH121 | CS 121 |  | GAR154C
CH121 | CS 126 |  | GAR1526
CH121 | CS 127 |  | GAR1529
CH121 | CW 114 |  | GAR164C
CH121 | CW 115 |  | GAR1626
CH121 | CW 120 |  | GAR1629
CH121 | CW 121 |  | GD1526
CH121 | CW 126 |  | GD1529
CH121 | CW 127 |  | GD1626
CH121 |  |  | GD1629
CH121 |  |  | GP144C
CH121 |  |  | GP1426
CH121 |  |  | GP1429
CH121 |  |  | GP164C
CH121 |  |  | GP1629
CH133 | CS 132 |  | GAR154C
CH133 | CS 133 |  | GAR1526
CH133 | CW 132 |  | GAR1529
CH133 | CW 133 |  | GAR164C
CH 133 |  |  | GAR1626
CH133 |  |  | GAR1629
CH133 |  |  | GAR174C
CH133 |  |  | GAR1726
CH133 |  |  | GAR1729
CH133 |  |  | GAR184C
CH133 |  |  | GAR1826
CH133 |  |  | GAR1829
CH133 |  |  | GD1526
CH133 |  |  | GD1529
CH133 |  |  | GD1626
CH133 |  |  | GD1629
CH133 |  |  | GD174C
CH133 |  |  | GD1726
CH133 |  |  | GD1729
CH133 |  |  | GD184C
CH133 |  |  | GD1826
CH133 |  |  | GD1829
CH133 |  |  | GP164C
CH133 |  |  | GP1629
CH133 |  |  | GP1726
CH133 |  |  | GP184C
CH133 |  |  | GP1826
CH 143 | CW 137 |  | GAR194C
CH 143 | CW 138 |  | GAR1926
CH 143 | CW 142 |  | GAR1929
CH143 | CW 143 |  | GAR204C
CH143 |  |  | GAR2026
CH143 |  |  | GAR2029
CH143 |  |  | GD194C
CH143 |  |  | GD1926
CH143 |  |  | GD1929
CH143 |  |  | GD204C
CH143 |  |  | GD2026
CH143 |  |  | GD2029
CH143 |  |  | GP2026
CH153 |  |  | GAR214C
CH153 |  |  | GAR2126
CH153 |  |  | GAR2129
CH153 |  |  | GAR224C
CH153 |  |  | GAR2226
CH153 |  |  | GAR2229
CH153 |  |  | GD214C
CH153 |  |  | GD2126
CH153 |  |  | GD2129
CH153 |  |  | GD224C
CH153 |  |  | GD2226
CH153 |  |  | GD2229
CH153 |  |  | GP2226
CH163 |  |  | GAR244C
CH163 |  |  | GAR2426
CH163 |  |  | GAR2429
CH163 |  |  | GAR8629
3-Wires Parallel to Pipe
CZ104 |  |  | GK6426 |  | GR-5 | [5 empty] | --
CZ105 |  |  | GK6429 |  | GR-6 | [5 empty] | --
CZ107 |  |  | GK114C |  | GR-8 | [5 empty] | --
CZ108 |  |  | GK1426 |  | GR-9 | [5 empty] | GC-110-21D
CZ109 |  |  | GK1429 |  | GR-10 | [5 empty] | GC-110-22D
CZ110 |  |  | GK1434 |  | GR-11 | [5 empty] | --
CZ114 |  | UC-314 | GK1526 | -- | GR-14 | [5 empty] | GC-110-41C
CZ115 |  | UC-315 | GK1529 | -- | GR-15 | [5 empty] | GC-110-42D
CZ116 |  |  | GK1534 |  | GR-16 | [5 empty] | --
CZ120 |  | UC-320 | GK1626 | -- | GR-20 | [5 empty] | GC-110-51C
CZ121 |  | UC-321 | GK1629 | -- | GR-21 | [5 empty] | GC-110-52C
CZ122 |  |  | GK1634 | -- | GR-22 | [5 empty] | GC-110-53C
CZ126 |  | UC-326 | GK1726 | -- | GR-26 | [5 empty] | GC-110-61C
CZ127 |  | UC-327 | GK1729 | -- | GR-27 | [5 empty] | GC-110-62C
CZ128 |  |  | GK1734 | -- | GR-28 | [5 empty] | GC-110-63D
CZ132 |  | UC-332 | GK1826 | -- | GR-32 | [5 empty] | GC-110-81C
CZ133 |  | UC-333 | GK1829 | -- | GR-33 | [5 empty] | GC-110-82C
CZ134 |  |  | -- | -- | GR- | [5 empty] | GC-110-83D
CZ137 |  | UC-337 | GK1926 | -- | GR-38? | [5 empty] | GC-110-101C
CZ138 |  | UC-338 | GK1929 | -- | GR-39 | [5 empty] | GC-110-102C
CZ139 |  |  | GK1934 | -- | GR-39? | [5 empty] | GC-110-103C
CZ142 |  | UC-342 | -- | -- | GR-43? | [5 empty] | GC-110-121C
CZ143 |  | UC-343 | -- | -- | GR-44? | [5 empty] | GC-110-122C
CZ144 |  |  | -- | -- | GR-45 | [5 empty] | GC-110-123C
CZ147 |  |  | GK2126 | -- | GR-50 | [5 empty] | GC-110-141C
CZ148 |  |  | GK2129 |  | GR-51 | [5 empty] | GC-110-142C
RAISED FLOOR PEDESTAL CLAMPS - BRONZE
2-Wires Perpendicular to Pedestal
CR107 |  |  | GP654CG1 | -- | -- | -- | --
CR108 |  |  | GP64526-G1 | -- | -- | -- | --
CR114 |  |  | GP1526G1 | -- | -- | -- | --
U-Bolt Clamps for Flat Straps & Flexible Straps – for 1” Pad Width
CF101 |  |  | GG15-1 |  | GO-1 | -- | -- |  |  | RG11
CF121 |  |  | GG16-1 |  | GO-2 | -- | -- |  |  | RG12
CF151 |  |  | GG17-1,15 |  | GO-3 | -- | -- |  |  | RG15
CF201 |  |  | GG18-1*,15*,2* |  | GO-5,6,7 | -- | -- |  |  | RG20
CF251 |  |  | GG19-2*,25* |  | GO-7A*,8*,9* | -- | -- |  |  | RG26
CF301 |  |  | GG20-2*,25*,3* |  | GO-10*,11*,12* | -- | -- |  |  | RG31
CF351 |  |  | GG22-2* |  | GO-13*,14*,15* | -- | -- |  |  | RG36
CF401 |  |  | GG24-2* |  | GO-16* | -- | -- |  |  | RG41
CF501 | [5 empty] | -- | -- |  |  | RG51
CF601 | [5 empty] | -- | -- |  |  | RG61
*Saddle for >1” Pad Width
Flexible Jumper Straps – 1” Pad Width
FJ200-18N |  | FS1-19-8N-18 | BD18N
FJ300-18N |  | FS1-33-8N-18 | BE18N
FJ400-18N |  | FS1-36-8N* | BF18N
FENCE FABRIC GROUNDING CLAMPS
GFGC8 |  |  | FFGC8
GFGC6 |  |  | FFGC6
GFGC4 |  |  | FFGC4
GFGC2 |  |  | FFGC2
GFGC20 |  |  | FGC2/0
GFGC240
ADJUSTABLE GROUND STRAP
D480 |  |  | GS1T50
D481 |  |  | GS2T50
D482 |  |  | GS3T50
D483 |  |  | GS4T50
D484 |  |  | GS1T25
D485 |  |  | GS2T25
D486 |  |  | GS3T25
D487 |  |  | GS4T25
PERFORATED COPPER STRAP
D050 |  |  | --
FLEXIBLE BRAID
FB60
FB90
FB200
FB300
FB400
CABLE TRAY CLAMP
CTGG25
CTGG25-P |  |  | GC2929CT
BAR or TOWER CLAMPS - BRONZE
1-Wire Clamps
TG04 |  | - | GB4C |  | GM-1 |  |  |  |  | KG04 | GC-141-01
TG20 |  | - | GB26 |  | GM-2 |  |  |  |  | KG22 | GC-141-02
TG25 |  | - | GB29 |  | GM-3 |  |  |  |  | KG25 | GC-141-03
TG50 |  | - | GB34 |  | GM-4 |  |  |  |  | KG50 | GC-141-04
TG75 |  | - | GB39 |  | GM-5 |  |  |  |  | KG75 | GC-141-05
TGM04 |  | - | GBM4C |  | GMS-1 |  |  |  |  | KGM04 | GC-140-01
TGM20 |  | - | GBM26 |  | GMS-2 |  |  |  |  | KGM22 | GC-140-02
TGM25 |  | - | GBM29 |  | GMS-3 |  |  |  |  | KGM25 | GC-140-03
TGM50 |  | - | GBM34 |  | GMS-4 |  |  |  |  | KGM50 | GC-140-04
TGM75 |  | - | GBM39 |  | GMS-5 |  |  |  |  | KGM75 | GC-140-05
2-Wire Clamps
TGG04 |  | - | GC4C4C |  | GH-1 |  |  |  |  | LG04 | GC-143-01
TGG20 |  | - | GC2626 |  | GH-2 |  |  |  |  | LG22 | GC-143-02
TGG25 |  | - | GC2929 |  | GH-3 |  |  |  |  | LG25 | GC-143-03
TGG50 |  | - | GC3434 |  | GH-4 |  |  |  |  | LG50 | GC-143-04
TGG75 |  | - | GC3939 |  | GH-5 |  |  |  |  | LG75 | GC-143-05
TGGM04 |  | - | GCM4C |  | GHS-1 |  |  |  |  | -- | GC-142-01
TGGM20 |  | - | GCM26 |  | GHS-2 |  |  |  |  | -- | GC-142-02
TGGM25 |  | - | GCM29 |  | GHS-3 |  |  |  |  | -- | GC-142-03
TGGM50 |  | - | GCM34 |  | GHS-4 |  |  |  |  | -- | GC-142-04
TGGM75 |  | - | GCM39 |  | GHS-5 |  |  |  |  | -- | GC-142-05
CROSS CONNECTORS- BRONZE
C3X
C5X |  |  | QPX3428
C10X
C20X
TRANSFORMER GROUND CONNECTORS- BRONZE
GLT1 |  |  |  |  | HGSEC1
GLT20 |  |  |  |  | GSE020
GLT250 |  |  |  |  | GSE025
BOND STUDS
1-Wire
BS1-8 |  |  | KC15 | SP0SS | SSS-0
BS1-7 |  | SPM-2L | KC17 | SP1SS | SSS-1 | -- | SPSS-1
BS1-7-L |  |  | KC17B1 | SP1SL | SSS-1A1 | SP8-12 | SPSL-1
BS1-5 |  | SPM-3L | KC20 | SP2SS | SSS-2 | -- | SPSS-2
BS1-5-L |  |  | KC20B1 | SP2SL | SSS-2A1 | SP6-10 | SPSL-2
BS1-3 |  | SPM-4L | KC22 | SP3SS | SSS-3 | -- | SPSS-3
BS1-3-L |  |  | KC22B1 | SP3SL | SSS-3A1 | SP4-10 | SPSL-3
BS1-2 |  | SPM-5L | KC23 | SP4SS(#1AWG) | SSS-4 | -- | SPSS-4
BS1-2-L |  |  | KC23B1 | SP4SL (#1AWG) | SSS-4A1 | SP1-8 | SPSL-4
BS1-10 |  | SPM-6L | KC25 | SP5SS | SSS-5 | -- | SPSS-5
BS1-10-L |  |  | KC25B1 | SP5SL | SSS-5A1 | SP10-2 | SPSL-5
BS1-20 |  | SPM-7L | KC26 | SP6SS | SSS-6 | -- | SPSS-6
BS1-20-L |  |  | KC26B1 | SP6SL | SSS-6A1 | SP20-2 | SPSL-6
BS1-40 |  | SPM-9L | KC28 | SP8SS | SSS-8 | -- | SPSS-8
BS1-40-L |  |  | KC28B1 | SP8SL | SSS-8A1 | SP40-1 | SPSL-8
2-Wire
BS2-8 |  |  | K2C15 | SP0DS | SCS-0
BS2-7 |  | SPM-22L | K2C17 | SP1DS | SCS-1 | -- | SPDS-0
BS2-7-L |  |  | KCS17B1 | SP1DL | SCS-1A1 | S2P8-12 | SPDL-0
BS2-5 |  | SPM-23L | K2C20 | SP2DS | SCS-2 | -- | SPDS-2
BS2-5-L |  |  | K2C20B1 | SP2DL | SCS-2A1 | S2P6-10 | SPDL-2
BS2-3 |  | SPM-24L | K2C22 | SP3DS | SCS-3 | -- | SPDS-3
BS2-3-L |  |  | K2C22B1 | SP3DL | SCS-3A1 | S2P4-10 | SPDL-3
BS2-2 |  | SPM-25L | K2C23 | SP4DS (#1AWG) | SCS-4 | -- | SPDS-4
BS2-2-L |  |  | K2C23B1 | SP4DL (#1AWG) | SCS-4A1 | S2P1-8 | SPDL-4
BS2-10 |  | SPM-26L | K2C25 | SP5DS | SCS-5 | -- | SPDS-5
BS2-10-L |  |  | K2C25B1 | SP5DL | SCS-5A1 | S2P10-2 | SPDL-5
BS2-20 |  | SPM-27L | K2C26 | SP6DS | SCS-6 | -- | SPDS-6
BS2-20-L |  |  | K2C26B1 | SP6DL | SCS-6A1 | S2P20-2 | SPDL-6
BS2-40 |  | SPM-29L | K2C28 | SP8DS | SCS-8 | -- | SPDS-8
BS2-40-L |  |  | K2C28B1 | SP8DL | SCS-8A1 | S2P40-1 | SPDL-8
Lay in lug for continuous loop grounding or bonding
BTL-4-DB |  |  | CL50-1
BTL-414-DB
J2AR-DB
J3AR-DB
J4AR-DB
J5AR-DB
J6AR-DB
J7AR-DB
J8AR-DB
GROUND BUS BARS
GBB416H
GBB4212G |  |  | BBB-14412E
GBB4212X
GBB4212N
ALUMINUM COMPRESSION LUGS
ALCL2A2N
ALCL1/0A2N
ALCL1/0A4N
ALCL2/0A2N
ALCL2/0A4N
ALCL3/0A2N
ALCL3/0A4N
ALCL4/0A2N
ALCL4/0A4N
ALCL226A2N
ALCL226A4N
ALCL336A4N
ALCL397A4N
ALCL700A44N
ALCL800A44N
ALCL900A44N
ALCL1033A44N
ALCL1200A44N
ALCL1400A44N
ALCL1590A4N
ALCL1750A4N
ALCL3000A44N
ALCL3500A44N
SUBSTATION CONNECTORS
TERMINAL LUGS ONE CABLE STRAIGHT
J0A |  |  | QA8C-B
J1A |  |  | QA4C-B
J2A |  |  | QA1C-B
J2A2N |  |  | QA1C2N
ALJ2A
ALJ2A2N
J3A |  |  | QA26-B
J3A2N |  |  | QA262N
ALJ4A
ALJ4A2N
J4A |  |  | QA28-B
J4A2N |  |  | QA28-2N
J5A | ALJ5A |  | QA31-B
J5A2N | ALJ5A2N |  | QA31-2N
J5A4N | ALJ5A4N
J6A | ALJ6A |  | QA34-B
J6A2N | ALJ6A2N |  | QA34-2N
J6A4N | ALJ6A4N
J7A | ALJ7A |  | QA40-B
J7A2N | ALJ7A2N |  | QA40-2N
J7A4N | ALJ7A4N |  | QQA40-4N
J8A | ALJ8A |  | QA44-B
J8A2N | ALJ8A2N |  | QA44-2N
J8A4N | ALJ8A4N
TERMINAL LUGS TWO CABLES STRAIGHT
2J3A2N |  |  | Q2A26-2N
AL2J4A2N
AL2J4A4N
2J4A2N |  |  | Q2A28-2N
2J4A4N |  |  | Q2A28-4N
2J5A2N | AL2J5A2N |  | Q2A31-2N
2J5A4N | AL2J5A4N |  | Q2A31-4N
2J6A2N | AL2J6A2N |  | Q2A34-2N
2J6A4N | AL2J6A4N |  | Q2A34-4N
2J7A2N | AL2J7A2N |  | Q2A40-2N
2J7A4N | AL2J7A4N |  | Q2A40-2N
2J8A2N | AL2J8A2N |  | Q2A44-2N
2J8A4N | AL2J8A4N |  | Q2A44-4N
TERMINAL LUGS THREE CABLES STRAIGHT
AL3J3A2N
AL3J3A4N
3J4A2N |  |  | Q3A28-2N
3J4A4N |  |  | Q3A28-4N
3J5A2N | AL3J5A2N |  | Q3A31-2N
3J5A4N | AL3J5A4N |  | Q3A31-4N
3J6A2N | AL3J6A2N |  | Q3A34-2N
3J6A4N | AL3J6A4N |  | Q3A34-4N
3J7A2N | AL3J7A2N |  | Q3A40-2N
3J7A4N | AL3J7A4N |  | Q3A40-4N
3J8A2N | AL3J8A2N |  | Q3A44-2N
3J8A4N | AL3J8A4N |  | Q3A44-4N
TERMINAL LUGS FOUR CABLES STRAIGHT
AL4J4A2N
AL4J4A4N
4J4A2N
4J4A4N
4J5A2N | AL4J5A2N |  | Q4A31-2N
4J5A4N | AL4J5A4N |  | Q4A31-4N
4J6A2N | AL4J6A2N |  | Q4A34-2N
4J6A4N | AL4J6A4N |  | Q4A34-4N
4J7A2N | AL4J7A2N |  | Q4A40-2N
4J7A4N | AL4J7A4N |  | Q4A40-4N
4J8A2N | AL4J8A2N |  | Q4A44-2N
4J8A4N | AL4J8A4N |  | Q4A44-4N
TERMINAL LUGS ONE CABLE 90
J2AR |  |  | QB1C
ALJ2AR
ALJ2AR2N
J3AR |  |  | QB26
ALJ4AR
ALJ4AR2N
J4AR |  |  | QB28
J4AR2N |  |  | AB282N
J5AR | ALJ5AR |  | QB31
J5AR2N | ALJ5AR2N |  | QB31-2N
J5AR4N | ALJ5AR4N
J6AR | ALJ6AR
J6AR2N | ALJ6AR2N |  | QB342N
J6AR4N | ALJ6AR4N
J7AR | ALJ7AR
J7AR2N | ALJ7AR2N
J7AR4N | ALJ7AR4N
J8AR | ALJ8AR
J8AR2N | ALJ8AR2N |  | QB442N
J8AR4N | ALJ8AR4N
JJ2AR
ALJJ2AR
ALJJ2AR2N
JJ3AR
JJ3AR2N
ALJJ4AR
ALJJ4AR2N
JJ4AR
JJ4AR2
JJ4AR2N
JJ5AR | ALJJ5AR
JJ5AR2N | ALJJ5AR2N
JJ5AR4N | ALJJ5AR4N
JJ6AR | ALJJ6AR
JJ6AR2N | ALJJ6AR2N
JJ6AR4N | ALJJ6AR4N
JJ7AR | ALJJ7AR
JJ7AR2N | ALJJ7AR2N
JJ7AR4N | ALJJ7AR4N
JJ8AR | ALJJ8AR
JJ8AR2N | ALJJ8AR2N
JJ8AR4N | ALJJ8AR4N
STRAIGHT
JJ2A |  |  | QQA4C
JJ2A2N
ALJJ2A
ALJJ2A2N
JJ3A |  |  | QQA26
JJ3A2N |  |  | QQA262NTN
ALJJ4A
ALJJ4A2N
JJ4A |  |  | QQA28-2N
JJ4A2N
JJ5A | ALJJ5A |  | QQA31
JJ5A2N | ALJJ5A2N |  | QQA31-2N
JJ5A4N | ALJJ5A4N
JJ6A | ALJJ6A |  | QQA34
JJ6A2N | ALJJ6A2N |  | QQA34-2N
JJ6A4N | ALJJ6A4N |  | QQA34-4N
JJ7A | ALJJ7A
JJ7A2N | ALJJ7A2N |  | QQA40-2N
JJ7A4N | ALJJ7A4N |  | QQA40-4N
JJ8A | ALJJ8A
JJ8A2N | ALJJ8A2N |  | QQA44-2N
JJ8A4N | ALJJ8A4N |  | QQA444N
TERMINAL LUGS TWO CABLES STRAIGHT
AL2JJ3A2N
2JJ3A2N
AL2JJ4A2N
AL2JJ4A4N
2JJ4A2N
2JJ4A4N
2JJ5A2N | AL2JJ5A2N
2JJ5A4N | AL2JJ5A4N
2JJ6A2N | AL2JJ6A2N
2JJ6A4N | AL2JJ6A4N
2JJ7A2N | AL2JJ7A2N
2JJ7A4N | AL2JJ7A4N
2JJ8A2N | AL2JJ8A2N
2JJ8A4N | AL2JJ8A4N
TERMINAL LUGS THREE CABLES STRAIGHT
AL3JJ3A2N
3JJ3A2N
AL3JJ4A2N
AL3JJ4A4N
3JJ4A2N
3JJ4A4N
3JJ5A2N | AL3JJ5A2N
3JJ5A4N | AL3JJ5A4N
3JJ6A2N | AL3JJ6A2N
3JJ6A4N | AL3JJ6A4N
3JJ7A2N | AL3JJ7A2N
3JJ7A4N | AL3JJ7A4N
3JJ8A2N | AL3JJ8A2N
3JJ8A4N | AL3JJ8A4N
TERMINAL LUGS 4 CABLES STRAIGHT
AL4JJ4A2N
AL4JJ4A4N
4JJ4A2N
4JJ4A4N
4JJ5A2N | AL4JJ5A2N
4JJ5A4N | AL4JJ5A4N
4JJ6A2N | AL4JJ6A2N
4JJ6A4N | AL4JJ6A4N
4JJ7A2N | AL4JJ7A2N
4JJ7A4N | AL4JJ7A4N
4JJ8A2N | AL4JJ8A2N
4JJ8A4N | AL4JJ8A4N
TERMINAL LUGS FIVE CABLES STRAIGNT
AL5JJ4A4N
5JJ4A4N
5JJ5A4N | AL5JJ5A4N
5JJ6A4N | AL5JJ6A4N
5JJ7A4N | AL5JJ7A4N
5JJ8A4N | AL5JJ8A4N
TERMINAL LUGS TWO CABLES
2JJ2AR2N
AL2JJ2AR2N
2JJ3AR2N
AL2JJ4AR2N
AL2JJ4AR4N
2JJ4AR2N
2JJ4AR4N
2JJ5AR2N | AL2JJ5AR2N
2JJ5AR4N | AL2JJ5AR4N
2JJ6AR2N | AL2JJ6AR2N
2JJ6AR4N | AL2JJ6AR4N
2JJ7AR2N | AL2JJ7AR2N
2JJ7AR4N | AL2JJ7AR4N
2JJ8AR2N | AL2JJ8AR2N
2JJ8AR4N | AL2JJ8AR4N
TERMINAL LUGS THREE CABLES 90
3JJ2AR2N
AL3JJ2AR2N
3JJ3AR2N
AL3JJ4AR2N
AL3JJ4AR4N
3JJ4AR2N
3JJ4AR4N
3JJ5AR2N | AL3JJ5AR2N
3JJ5AR4N | AL3JJ5AR4N
3JJ6AR2N | AL3JJ6AR2N
3JJ6AR4N | AL3JJ6AR4N
3JJ7AR2N | AL3JJ7AR2N
3JJ7AR4N | AL3JJ7AR4N
3JJ8AR2N | AL3JJ8AR2N
3JJ8AR4N | AL3JJ8AR4N
XP11A | ALXP11A |  | NAS29-N
XP11A2N | ALXP11A2N |  | NAS29-2N
XP11A4N | ALXP11A4N |  | NAS29-34N
XP12A | ALXP12A |  | NAH29N
XP12A2N | ALXP12A2N |  | NAH29-2N
XP12A4N | ALXP12A4N |  | NAH29-34N
XP13A | ALXP13A |  | NAS29-N
XP13A2N | ALXP13A2N |  | NAS29-2N
XP13A4N | ALXP13A4N |  | NAS29-4N
XP14A | ALXP14A |  | NAS29-N
XP14A2N | ALXP14A2N |  | NAS29-2N
XP14A4N | ALXP14A4N |  | NAS29-34N
XP15A | ALXP15A
XP15A2N | ALXP15A2N |  | NAH34-2N
XP15A4N | ALXP15A4N |  | NAH34-4N
XP16A | ALXP16A
XP16A2N | ALXP16A2N |  | NAH44-2N
XP16A4N | ALXP16A4N |  | NAH44-34N
TERMINAL LUGS ONE CABLE/TUBE STRAIGHT
P2A2N | ALP2A2N
P2A4N | ALP2A4N
P4A2N | ALP4A2N
P4A4N | ALP4A4N
P5A2N | ALP5A2N
P5A4N | ALP5A4N
P6A2N | ALP6A2N
P6A4N | ALP6A4N
P7A2N | ALP7A2N
P7A4N | ALP7A4N
P8A2N | ALP8A2N
P8A4N | ALP8A4N
2P4A4N | AL2P4A4N |  | N2AH34-34N
2P5A4N | AL2P5A4N |  | N2AH40-34N
2P6A4N | AL2P6A4N |  | N2AH44-34N
2P7A4N | AL2P7A4N |  | N2AH46-44N
2P8A4N | AL2P8A4N
2P4A4N90 | AL2P4A4N90
2P5A4N90 | AL2P5A4N90
2P6A4N90 | AL2P6A4N90
2P7A4N90 | AL2P7A4N90
2P8A4N90 | AL2P8A4N90
3P4A4N | AL3P4A4N
3P5A4N | AL3P5A4N
3P6A4N | AL3P6A4N
3P7A4N | AL3P7A4N
3P8A4N | AL3P8A4N
3P4A4N90 | AL3P4A4N90
3P5A4N90 | AL3P5A4N90
3P6A4N90 | AL3P6A4N90
3P7A4N90 | AL3P7A4N90
3P8A4N90 | AL3P8A4N90
4P4A4N | AL4P4A4N
4P5A4N | AL4P5A4N
4P6A4N | AL4P6A4N
4P7A4N | AL4P7A4N
4P8A4N | AL4P8A4N
4P4A4N90 | AL4P4A4N90
4P5A4N90 | AL4P5A4N90
4P6A4N90 | AL4P6A4N90
4P7A4N90 | AL4P7A4N90
4P8A4N90 | AL4P8A4N90
TERMINAL ADAPTERS ONE CABLE
J5L | ALJ5L
J5L90 | ALJ5L90
J6L | ALJ6L
J6L90 | ALJ6L90
J7L | ALJ7L
J7L90 | ALJ7L90
J8L | ALJ8L
J8L90 | ALJ8L90
TERMINAL ADAPTERS TWO CABLES
2J5L | AL2J5L
2J5L90 | AL2J5L90
2J6L | AL2J6L |  | E2C34G1
2J6L90 | AL2J6L90
2J7L | AL2J7L
2J7L90 | AL2J7L90
2J8L | AL2J8L
2J8L90 | AL2J8L90
TERMINAL ADAPTERS THREE CABLES
3L5L | AL3L5L
3J5L90 | AL3J5L90
3J6L | AL3J6L |  | E3C34G1
3J6L90 | AL3J6L90
3J7L | AL3J7L
3J7L90 | AL3J7L90
3J8L | AL3J8L
3J8L90 | AL3J8L90
TERMINAL ADAPTERS FOUR CABLES
4L5L | AL4L5L
4L5L90 | AL4L5L90
4J6L | AL4J6L |  | E4C34G1
4J6L90 | AL4J6L90
4J7L | AL4J7L
4J7L90 | AL4J7L90
4J8L | AL4J8L
4J8L90 | AL4J8L90
TERMINAL ADAPTERS ONE CABLE
JJ5L | ALJJ5L
JJ5L90 | ALJJ5L90
JJ6L | ALJJ6L
JJ6L90 | ALJJ6L90
JJ7L | ALJJ7L
JJ7L90 | ALJJ7L90
JJ8L | ALJJ8L
JJ8L90 | ALJJ8L90
TERMINAL ADAPTERS TWO CABLES
2JJ5L | AL2JJ5L
2JJ5L90 | AL2JJ5L90
2JJ6L | AL2JJ6L
2JJ6L90 | AL2JJ6L90
2JJ7L | AL2JJ7L
2JJ7L90 | AL2JJ7L90
2JJ8L | AL2JJ8L
2JJ8L90 | AL2JJ8L90
TERMINAL ADAPTERS THREE CABLES
3JJ5L | AL3JJ5L
3JJ5L90 | AL3JJ5L90
3JJ6L | AL3JJ6L
3JJ6L90 | AL3JJ6L90
3JJ7L | AL3JJ7L
3JJ7L90 | AL3JJ7L90
3JJ8L | AL3JJ8L
3JJ8L90 | AL3JJ8L90
TERMINAL ADAPTERS FOUR CABLES
4JJ5L | AL4JJ5L
4JJ5L90 | AL4JJ5L90
4JJ6L | AL4JJ6L
4JJ6L90 | AL4JJ6L90
4JJ7L | AL4JJ7L
4JJ7L90 | AL4JJ7L90
4JJ8L | AL4JJ8L
4JJ8L90 | AL4JJ8L90
TERMINAL LUGS FOR ONE THROUGH FOUR CABLES
X25A2N | ALX25A2N
X45A2N | ALX45A2N
X45A4N | ALX45A4N
X6A4N | ALX6A4N
2X6A4N | AL2X6A4N
3X6A4N | AL3X6A4N
4X6A4N | AL4X6A4N
TERMINAL LUGS IPS TUBE
T0A2N-6 | ALT0A2N-6 |  | NA13-2N
T0A4N-6 | ALT0A4N-6
T0A2N | ALT0A2N
T0A4N | ALT0A4N
T1A2N-6 | ALT1A2N-6 |  | NA14-2N
T1A4N-6 | ALT1A4N-6 |  | NA14-4N
T1A2N | ALT1A2N
T1A4N | ALT1A4N
T2A2N-6 | ALT2A2N-6 |  | NA15-2N
T2A4N-6 | ALT2A4N-6 |  | NA15-4N
T2A2N | ALT2A2N
T2A4N | ALT2A4N
T3A2N | ALT3A2N |  | NA16-2N
T3A4N | ALT3A4N |  | NA16-4N
T4A2N | ALT4A2N |  | NA17-2N
T4A4N | ALT4A4N |  | NA17-4N
T5A2N | ALT5A2N |  | NA18-2N
T5A4N | ALT5A4N |  | NA18-4N
T6A2N | ALT6A2N
T6A4N | ALT6A4N |  | NA19-4N
T7A2N | ALT7A2N
T7A4N | ALT7A4N |  | NA20-4N
T8A4N | ALT8A4N |  | NA21-4N
T9A4N | ALT9A4N |  | NA22-4N
SPADE ADAPTER
LF33074N | ALLF33074N |  | FCB63-4N
LF35076N | ALLF35076N |  | FCB63-6N
LF33104N | ALLF33104N
LF35106N | ALLF35106N
LF33104N | ALLF33104N
LF35136N | ALLF35136N |  | FCB6406N
LF33154N | ALLF33154N |  | FCB65-4N
LF35156N | ALLF35156N |  | FCB656N
LF33184N | ALLF33184N
LF35186N | ALLF35186N
TEE CONNECTOR, CABLE AND TUBE
P22T | ALP22T
P42T | ALP42T
P44T | ALP44T
P52T | ALP52T
P54T | ALP54T
P55T | ALP55T
P62T | ALP62T
P64T | ALP64T
P65T | ALP65T
P66T | ALP66T
P72T | ALP72T
P74T | ALP74T
P75T | ALP75T
P76T | ALP76T
P77T | ALP77T
P82T | ALP82T
P84T | ALP84T
P85T | ALP85T
P86T | ALP86T
P87T | ALP87T
P88T | ALP88T
TEE CONNECTOR TUBE TO CABLE
T0JJ2T | ALT0JJ2T |  | NSNT1329
T0JJ3T |  |  | NSNT1329
T0JJ4T | ALT0JJ4T |  | NSNT1329
T0JJ5T | ALT0JJ5T
T1JJ2T | ALT1JJ2T |  | NSNT1429
T1JJ3T |  |  | NSNT1429
T1JJ4T | ALT1JJ4T |  | NSNT1429
T1JJ5T | ALT1JJ5T |  | NSNT1434
T1JJ6T | ALT1JJ6T |  | NSNT1434
T1JJ7T | ALT1JJ7T |  | NHNT1444
T2JJ3T |  |  | NSNT1529
T2JJ4T | ALT2JJ4T |  | NSNT1529
T2JJ5T | ALT2JJ5T |  | NHNT1534
T2JJ6T | ALT2JJ6T |  | NHNT1534
T2JJ7T | ALT2JJ7T |  | NHNT1540
T2JJ8T | ALT2JJ8T |  | NHNT1544
T3JJ4T | ALT3JJ4T |  | NHNT1629
T3JJ5T | ALT3JJ5T |  | NHNT1634
T3JJ6T | ALT3JJ6T |  | NHNT1634
T3JJ7T | ALT3JJ7T |  | NHNT1640
T3JJ8T | ALT3JJ8T |  | NHNT1644
T4JJ4T | ALT4JJ4T |  | NHNT1729
T4JJ5T | ALT4JJ5T |  | NHNT1734
T4JJ6T | ALT4JJ6T |  | NHNT1734
T4JJ7T | ALT4JJ7T |  | NHNT1740
T4JJ8T | ALT4JJ8T |  | NHNT1744
T5JJ4T | ALT5JJ4T |  | NHNT1829
T5JJ5T | ALT5JJ5T |  | NHNT1834
T5JJ6T | ALT5JJ6T |  | NHNT1834
T5JJ7T | ALT5JJ7T |  | NHNT1840
T5JJ8T | ALT5JJ8T |  | NHNT1844
T6JJ4T | ALT6JJ4T |  | NHNT1929
T6JJ5T | ALT6JJ5T |  | NHNT1934
T6JJ6T | ALT6JJ6T |  | NHNT1934
T6JJ7T | ALT6JJ7T |  | NHNT1940
T6JJ8T | ALT6JJ8T |  | NHNT1944
T7JJ4T | ALT7JJ4T |  | NHNT2040
T7JJ5T | ALT7JJ5T |  | NHNT2040
T7JJ6T | ALT7JJ6T |  | NHNT2040
T7JJ7T | ALT7JJ7T |  | NHNT2040
T7JJ8T | ALT7JJ8T |  | NHNT2044
TEE CONNECTOR TUBE TO CABLE
T0P2T | ALT0P2T
T0P4T | ALT0P4T
T1P2T | ALT1P2T
T1P4T | ALT1P4T
T1P5T | ALT1P5T
T2P2T | ALT2P2T
T2P4T | ALT2P4T
T2P5T | ALT2P5T
T3P4T | ALT3P4T
T3P5T | ALT3P5T
T3P6T | ALT3P6T
T4P4T | ALT4P4T
T4P5T | ALT4P5T
T4P6T | ALT4P6T
T5P4T | ALT5P4T
T5P5T | ALT5P5T
T5P6T | ALT5P6T
T6P4T | ALT6P4T
T6P5T | ALT6P5T
T6P6T | ALT6P6T
T6P7T | ALT6P7T
T6P8T | ALT6P8T
T7P4T | ALT7P4T
T7P5T | ALT7P5T
T7P6T | ALT7P6T
T7P7T | ALT7P7T
T7P8T | ALT7P8T
T8P5T | ALT8P5T
T8P6T | ALT8P6T
T8P7T | ALT8P7T
T8P8T | ALT8P8T
T9P5T | ALT9P5T
T9P6T | ALT9P6T
T9P7T | ALT9P7T
T9P8T | ALT9P8T
TEE CONNECTOR TUBE TO TUBE
T00T-6 | ALT00T-6 |  | NT1313
T00T | ALT00T |  | NT1313
T10T | ALT10T |  | NT1413
T11T-6 | ALT11T-6 |  | NT1414
T11T | ALT11T |  | NT1414
T20T | ALT20T
T21T | ALT21T |  | NT1514
T22T | ALT22T |  | NT1515
T31T | ALT31T |  | NT1614
T32T | ALT32T |  | NT1615
T33T | ALT33T |  | NT1616
T41T | ALT41T |  | NT1714
T42T | ALT42T |  | NT1715
T43T | ALT43T |  | NT1716
T44T | ALT44T |  | NT1717
T52T | ALT52T |  | NT1815
T53T | ALT53T |  | NT1816
T54T | ALT54T |  | NT1817
T55T | ALT55T |  | NT1818
T63T | ALT63T |  | NT1916
T64T | ALT64T |  | NT1917
T65T | ALT65T
T66T | ALT66T |  | NT1919
T74T | ALT74T |  | NT2017
T75T | ALT75T |  | NT2018
T76T | ALT76T
T77T | ALT77T |  | NT2020
T85T | ALT85T
T86T | ALT86T
T87T | ALT87T
T88T | ALT88T |  | NT2121
T95T | ALT95T
T96T | ALT96T
T97T | ALT97T |  | NT2220
T98T | ALT98T
T99T | ALT99T |  | NT2222
TK00T | ALTK00T
TK11T | ALTK11T
TK21T | ALTK21T
TK22T | ALTK22T
TK31T | ALTK31T
TK32T | ALTK32T
TK33T | ALTK33T
TK41T | ALTK41T
TK42T | ALTK42T
TK43T | ALTK43T
TK44T | ALTK44T
TK52T | ALTK52T
TK53T | ALTK53T
TK54T | ALTK54T
TK55T | ALTK55T
TK63T | ALTK63T
TK64T | ALTK64T
TK65T | ALTK65T
TK66T | ALTK66T
TK74T | ALTK74T
TK75T | ALTK75T
TK76T | ALTK76T
TK77T | ALTK77T
TK85T | ALTK85T
TK86T | ALTK86T
TK87T | ALTK87T
TK88T | ALTK88T
TK95T | ALTK95T
TK96T | ALTK96T
TK97T | ALTK97T
TK98T | ALTK98T
TK99T | ALTK99T
BAR CLAMPS
H33 | ALH33
H44 | ALH44
H55 | ALH55
H64 | ALH64
H65 | ALH65
H66 | ALH66
H84 | ALH84
H85 | ALH85
H86 | ALH86
H88 | ALH88
BUS BAR TAPS
HJJ433 | ALHJJ433
HJJ444 | ALHJJ444
HJJ533 | ALHJJ533
HJJ544 | ALHJJ544
HJJ633 | ALHJJ633
HJJ644 | ALHJJ644
HJJ733 | ALHJJ733
HJJ744 | ALHJJ744
HJJ833 | ALHJJ833
HJJ844 | ALHJJ844
BUS BAR TAPS
HP433 | ALHP433
HP444 | ALHP444
HP533 | ALHP533
HP544 | ALHP544
HP633 | ALHP633
HP644 | ALHP644
HP733 | ALHP733
HP744 | ALHP744
HP833 | ALHP833
HP844 | ALHP844
MULTIPLE CABLE COUPLER
2JJ2U
AL2JJ2U
2JJ3U
AL2JJ4U
2JJ4U
2JJ5U | AL2JJ5U
2JJ6U | AL2JJ6U
2JJ7U | AL2JJ7U
2JJ8U | AL2JJ8U
3JJ2U
AL3JJ2U
3JJ3U
AL3JJ4U
3JJ4U
3JJ5U | AL3JJ5U
3JJ6U | AL3JJ6U
3JJ7U | AL3JJ7U
3JJ8U | AL3JJ8U
4JJ2U
AL4JJ2U
4JJ3U
AL4JJ4U
4JJ4U
4JJ5U | AL4JJ5U
4JJ6U | AL4JJ6U
4JJ7U | AL4JJ7U
4JJ8U | AL4JJ8U
5JJ2U
AL5JJ2U
5JJ3U
AL5JJ4U
5JJ4U
5JJ5U | AL5JJ5U
5JJ6U | AL5JJ6U
5JJ7U | AL5JJ7U
5JJ8U | AL5JJ8U
COUPLER, CABLE/TUBE
P22K | ALP22K
P42K | ALP42K
P44K | ALP44K
P52K | ALP52K
P54K | ALP54K
P55K | ALP55K
P62K | ALP62K
P64K | ALP64K
P65K | ALP65K
P66K | ALP66K
P72K | ALP72K
P74K | ALP74K
P75K | ALP75K
P76K | ALP76K
P77K | ALP77K
P82K | ALP82K
P84K | ALP84K
P85K | ALP85K
P86K | ALP86K
P87K | ALP87K
P88K | ALP88K
COUPLER TUBE TO CABLE
T0P2K | ALT0P2K
T0P4K | ALT0P4K
T1P2K | ALT1P2K
T1P4K | ALT1P4K
T1P5K | ALT1P5K
T2P2K | ALT2P2K
T2P4K | ALT2P4K
T2P5K | ALT2P5K
T2P6K | ALT2P6K
T3P2K | ALT3P2K
T3P4K | ALT3P4K
T3P5K | ALT3P5K
T3P6K | ALT3P6K
T3P7K | ALT3P7K
T4P2K | ALT4P2K
T4P4K | ALT4P4K
T4P5K | ALT4P5K
T4P6K | ALT4P6K
T4P7K | ALT4P7K
T4P8K | ALT4P8K
T5P4K | ALT5P4K
T5P5K | ALT5P5K
T5P6K | ALT5P6K
T5P7K | ALT5P7K
T5P8K | ALT5P8K
T6P4K | ALT6P4K
T6P5K | ALT6P5K
T6P6K | ALT6P6K
T6P7K | ALT6P7K
T6P8K | ALT6P8K
T7P4K | ALT7P4K
T7P5K | ALT7P5K
T7P6K | ALT7P6K
T7P7K | ALT7P7K
T7P8K | ALT7P8K
T8P5K | ALT8P5K
T8P6K | ALT8P6K
T8P7K | ALT8P7K
T8P8K | ALT8P8K
T9P5K | ALT9P5K
T9P6K | ALT9P6K
T9P7K | ALT9P7K
T9P8K | ALT9P8K
COUPLER TUBE TO TUBE
T00K | ALT00K
T10K | ALT10K
T11K | ALT11K
T20K | ALT20K
T21K | ALT21K
T22K | ALT22K
T31K | ALT31K
T32K | ALT32K
T33K | ALT33K
T41K | ALT41K
T42K | ALT42K
T43K | ALT43K
T44K | ALT44K
T52K | ALT52K
T53K | ALT53K
T54K | ALT54K
T55K | ALT55K
T63K | ALT63K
T64K | ALT64K
T65K | ALT65K
T66K | ALT66K
T74K | ALT74K
T75K | ALT75K
T76K | ALT76K
T77K | ALT77K
T84K | ALT84K
T85K | ALT85K
T86K | ALT86K
T87K | ALT87K
T88K | ALT88K
T95K | ALT95K
T96K | ALT96K
T97K | ALT97K
T98K | ALT98K
T99K | ALT99K
TUBE TO TUBE COUPLER 90 DEGREE
T00K90-6 | ALT00K90-6
T00K90 | ALT00K90
T11K90-6 | ALT11K90-6
T11K90 | ALT11K90
T22K90-6 | ALT22K90-6
T22K90 | ALT22K90
T33K90 | ALT33K90
T44K90 | ALT44K90
T55K90 | ALT55K90
T66K90 | ALT66K90
T77K90 | ALT77K90
T88K90 | ALT88K90
T99K90 | ALT99K90
STUD CONNECTORS FOR CABLE
X25SP2 | ALX25SP2
X45SP2 | ALX45SP2
X6SP2 | ALX6SP2
X25SP3 | ALX25SP3
X45SP3 | ALX45SP3
X6SP3 | ALX6SP3
X25SP4 | ALX25SP4
X45SP4 | ALX45SP4
X6SP4 | ALX6SP4
X25SP5 | ALX25SP5
X45SP5 | ALX45SP5
X6SP5 | ALX6SP5
X8SP5 | ALX8SP5
STUD CONNECTORS FOR CABLE
X25ST2 | ALX25ST2
X45ST2 | ALX45ST2
X6ST2 | ALX6ST2
X25ST3 | ALX25ST3
X45ST3 | ALX45ST3
X6ST3 | ALX6ST3
X25ST4 | ALX25ST4
X45ST4 | ALX45ST4
X6ST4 | ALX6ST4
X25ST5 | ALX25ST5
X45ST5 | ALX45ST5
X6ST5 | ALX6ST5
X8ST5 | ALX8ST5
X45ST6 | ALX45ST6
X6ST6 | ALX6ST6
X8ST6 | ALX8ST6
X45ST65 | ALX45ST65
X6ST65 | ALX6ST65
X8ST65 | ALX8ST65
X45ST7 | ALX45ST7
X6ST7 | ALX6ST7
X8ST7 | ALX8ST7
X45ST8 | ALX45ST8
X6ST8 | ALX6ST8
X8ST8 | ALX8ST8
STUD CONNECTOR FOR CABLE
P2SP1 | ALP2SP1
P4SP1 | ALP4SP1
P5SP1 | ALP5SP1
P6SP1 | ALP6SP1
P2SP2 | ALP2SP2
P4SP2 | ALP4SP2
P5SP2 | ALP5SP2
P6SP2 | ALP6SP2
P7SP2 | ALP7SP2
P2SP3 | ALP2SP3
P4SP3 | ALP4SP3
P5SP3 | ALP5SP3
P6SP3 | ALP6SP3
P7SP3 | ALP7SP3
P2SP4 | ALP2SP4
P4SP4 | ALP4SP4
P5SP4 | ALP5SP4
P6SP4 | ALP6SP4
P7SP4 | ALP7SP4
P2SP5 | ALP2SP5
P4SP5 | ALP4SP5
P5SP5 | ALP5SP5
P6SP5 | ALP6SP5
P7SP5 | ALP7SP5
P8SP5 | ALP8SP5
STUD CONNECTOR FOR CABLE
P4ST6 | ALP4ST6
P5ST6 | ALP5ST6
P6ST6 | ALP6ST6
P7ST6 | ALP7ST6
P8ST6 | ALP8ST6
P4ST7 | ALP4ST7
P5ST7 | ALP5ST7
P6ST7 | ALP6ST7
P7ST7 | ALP7ST7
P8ST7 | ALP8ST7
P4ST8 | ALP4ST8
P5ST8 | ALP5ST8
P6ST8 | ALP6ST8
P7ST8 | ALP7ST8
P8ST8 | ALP8ST8
STUD CONNECTORS FOR TUBE
T0SP1 | ALT0SP1
T1SP1 | ALT1SP1
T2SP1 | ALT2SP1
T1SP2 | ALT1SP2
T2SP2 | ALT2SP2
T3SP2 | ALT3SP2
T4SP2 | ALT4SP2
T1SP3 | ALT1SP3
T2SP3 | ALT2SP3
T3SP3 | ALT3SP3
T4SP3 | ALT4SP3
T1SP4 | ALT1SP4
T2SP4 | ALT2SP4
T3SP4 | ALT3SP4
T4SP4 | ALT4SP4
T1SP5 | ALT1SP5
T2SP5 | ALT2SP5
T3SP5 | ALT3SP5
T4SP5 | ALT4SP5
T5SP5 | ALT5SP5
T6SP5 | ALT6SP5
T3ST6 | ALT3ST6
T4ST6 | ALT4ST6
T5ST6 | ALT5ST6
T6ST6 | ALT6ST6
T7ST6 | ALT7ST6
T4ST7 | ALT4ST7
T5ST7 | ALT5ST7
T6ST7 | ALT6ST7
T7ST7 | ALT7ST7
T3ST8 | ALT3ST8
T4ST8 | ALT4ST8
T5ST8 | ALT5ST8
T6ST8 | ALT6ST8
T7ST8 | ALT7ST8
T8ST8 | ALT8ST8
T9ST8 | ALT9ST8
BUS SUPPORT FOR CABLE OR TUBE
WP2C3 | ALWP2C3
WP2C5 | ALWP2C5
WP4C3 | ALWP4C3
WP4C5 | ALWP4C5
WP5C3 | ALWP5C3
WP5C5 | ALWP5C5
WP6C3 | ALWP6C3
WP6C5 | ALWP6C5
WP7C3 | ALWP7C3
WP7C5 | ALWP7C5
WP8C3 | ALWP8C3
WP8C5 | ALWP8C5
WP9C3 | ALWP9C3
WP9C5 | ALWP9C5
WT5T3 | ALWT5T3
WT5T5 | ALWT5T5
WT6T3 | ALWT6T3
WT6T5 | ALWT6T5
WT7T3 | ALWT7T3
WT7T5 | ALWT7T5
WT8T3 | ALWT8T3
WT8T5 | ALWT8T5
WT9T3 | ALWT9T3
WT9T5 | ALWT9T5
STUD SPADE CONNECTOR
F2NSP0 | ALF2NSP0
F4NSP0 | ALF4NSP0
F2NSP1 | ALF2NSP1
F4NSP1 | ALF4NSP1
F2NSP2 | ALF2NSP2
F4NSP2 | ALF4NSP2
F2NSP3 | ALF2NSP3
F4NSP3 | ALF4NSP3
F2NSP4 | ALF2NSP4
F4NSP4 | ALF4NSP4
F2NSP5 | ALF2NSP5
F4NSP5 | ALF4NSP5